## READ_ME
Sheet Name | Parameter Name | Meaning | Comments
vertices | vertex_id |  | Sets have to be disjoint, only industrial loads is a subset of electricityloads.
solar_params | solar_panel_id
cost_building_solarpanel
max_building_capacity
wind_params | wind_turbine_id
cost_building_turbine
max_building_capacity
electrolyzer_params | electrolyzer_id
conversion_efficiency
self_discharge_rate_gas_tank
charge_efficiency_gas_tank
discharge_efficiency_gas_tank
capacity_per_gas_tank
cost_per_gas_tank
tank_params | liquid_tank_id
conversion_efficiency
self_discharge_rate_liquid_tank
charge_efficiency_liquid_tank
discharge_efficiency_liquid_tank
capacity_per_liquid_tank
cost_per_liquid_tank
fuelcell_params | fuel_cell_id
conversion_efficiency
electricityloads | electricity_loads
industrialloads | industrial_loads
time_params | time_period_id
day_of_period
day_params | day_id
start_time_period
end_time_period
scenario_params | scenario_id
percent_weight
electricity_edges | vertex_from |  | Add all edges in report scheme
vertex_to
max_electricity_flow
gas_edges | vertex_from
vertex_to
max_gas_flow
liquid_edges | vertex_from
vertex_to
max_liquid_flow
electricity_demand | vertex
time_period
demand
gas_demand | vertex
time_period
demand
solar_generation | vertex
time_period
scenario
generation_per_panel
wind_generation | vertex
time_period
scenario
generation_per_turbine
scalar_params | unit_convertion_gas_liquid
unit_convertion_electricity_gas
max_electricity_loss_load_percentage
max_gas_loss_load_percentage
operational_cost_gas_storage
operational_cost_liquid_storage

## vertices
vertex_id
1
2
3
4
5
6
7
8
9
10
11
12

## solar_params
solar_panel_id | cost_building_solarpanel | fixed_cost | max_building_capacity
8 | 400000 | 200000 | 5000

## wind_params
wind_turbine_id | cost_building_turbine | fixed_cost | max_building_capacity
9 | 3000000 | 6000000 | 100

## electrolyzer_params
electrolyzer_id | self_discharge_rate_gas_tank | charge_efficiency_gas_tank | discharge_efficiency_gas_tank | capacity_per_gas_tank | cost_per_gas_tank | max_charge_gas_tank
10 | 0.015 | 0.7 | 0.7 | 9 | 20000 | 4.5

## tank_params
liquid_tank_id | self_discharge_rate_liquid_tank | charge_efficiency_liquid_tank | discharge_efficiency_liquid_tank | capacity_per_liquid_tank | cost_per_liquid_tank | max_charge_liquid_tank
12 | 0.015 | 0.75 | 0.75 | 4000 | 800000 | 2000

## fuelcell_params
fuel_cell_id
11

## electricityloads
electricity_loads_id
1
2
3
4
5
6
7

## industrialloads
industrial_loads_id
1
2

## time_params
time_period_id | day_of_period
1 | 1
2 | 1
3 | 1
4 | 1
5 | 1
6 | 1
7 | 1
8 | 1
9 | 1
10 | 1
11 | 1
12 | 1
13 | 1
14 | 1
15 | 1
16 | 1
17 | 1
18 | 1
19 | 1
20 | 1
21 | 1
22 | 1
23 | 1
24 | 1
25 | 1
26 | 1
27 | 1
28 | 1
29 | 1
30 | 1
31 | 1
32 | 1
33 | 1
34 | 1
35 | 1
36 | 1
37 | 1
38 | 1
39 | 1
40 | 1
41 | 1
42 | 1
43 | 1
44 | 1
45 | 1
46 | 1
47 | 1
48 | 1
49 | 1
50 | 1
51 | 1
52 | 1
53 | 1
54 | 1
55 | 1
56 | 1
57 | 1
58 | 1
59 | 1
60 | 1
61 | 1
62 | 1
63 | 1
64 | 1
65 | 1
66 | 1
67 | 1
68 | 1
69 | 1
70 | 1
71 | 1
72 | 1
73 | 1
74 | 1
75 | 1
76 | 1
77 | 1
78 | 1
79 | 1
80 | 1
81 | 1
82 | 1
83 | 1
84 | 1
85 | 1
86 | 1
87 | 1
88 | 1
89 | 1
90 | 1
91 | 1
92 | 1
93 | 1
94 | 1
95 | 1
96 | 1
97 | 2
98 | 2
99 | 2
100 | 2
101 | 2
102 | 2
103 | 2
104 | 2
105 | 2
106 | 2
107 | 2
108 | 2
109 | 2
110 | 2
111 | 2
112 | 2
113 | 2
114 | 2
115 | 2
116 | 2
117 | 2
118 | 2
119 | 2
120 | 2
121 | 2
122 | 2
123 | 2
124 | 2
125 | 2
126 | 2
127 | 2
128 | 2
129 | 2
130 | 2
131 | 2
132 | 2
133 | 2
134 | 2
135 | 2
136 | 2
137 | 2
138 | 2
139 | 2
140 | 2
141 | 2
142 | 2
143 | 2
144 | 2
145 | 2
146 | 2
147 | 2
148 | 2
149 | 2
150 | 2
151 | 2
152 | 2
153 | 2
154 | 2
155 | 2
156 | 2
157 | 2
158 | 2
159 | 2
160 | 2
161 | 2
162 | 2
163 | 2
164 | 2
165 | 2
166 | 2
167 | 2
168 | 2
169 | 2
170 | 2
171 | 2
172 | 2
173 | 2
174 | 2
175 | 2
176 | 2
177 | 2
178 | 2
179 | 2
180 | 2
181 | 2
182 | 2
183 | 2
184 | 2
185 | 2
186 | 2
187 | 2
188 | 2
189 | 2
190 | 2
191 | 2
192 | 2
193 | 3
194 | 3
195 | 3
196 | 3
197 | 3
198 | 3
199 | 3
200 | 3
201 | 3
202 | 3
203 | 3
204 | 3
205 | 3
206 | 3
207 | 3
208 | 3
209 | 3
210 | 3
211 | 3
212 | 3
213 | 3
214 | 3
215 | 3
216 | 3
217 | 3
218 | 3
219 | 3
220 | 3
221 | 3
222 | 3
223 | 3
224 | 3
225 | 3
226 | 3
227 | 3
228 | 3
229 | 3
230 | 3
231 | 3
232 | 3
233 | 3
234 | 3
235 | 3
236 | 3
237 | 3
238 | 3
239 | 3
240 | 3
241 | 3
242 | 3
243 | 3
244 | 3
245 | 3
246 | 3
247 | 3
248 | 3
249 | 3
250 | 3
251 | 3
252 | 3
253 | 3
254 | 3
255 | 3
256 | 3
257 | 3
258 | 3
259 | 3
260 | 3
261 | 3
262 | 3
263 | 3
264 | 3
265 | 3
266 | 3
267 | 3
268 | 3
269 | 3
270 | 3
271 | 3
272 | 3
273 | 3
274 | 3
275 | 3
276 | 3
277 | 3
278 | 3
279 | 3
280 | 3
281 | 3
282 | 3
283 | 3
284 | 3
285 | 3
286 | 3
287 | 3
288 | 3
289 | 4
290 | 4
291 | 4
292 | 4
293 | 4
294 | 4
295 | 4
296 | 4
297 | 4
298 | 4
299 | 4
300 | 4
301 | 4
302 | 4
303 | 4
304 | 4
305 | 4
306 | 4
307 | 4
308 | 4
309 | 4
310 | 4
311 | 4
312 | 4
313 | 4
314 | 4
315 | 4
316 | 4
317 | 4
318 | 4
319 | 4
320 | 4
321 | 4
322 | 4
323 | 4
324 | 4
325 | 4
326 | 4
327 | 4
328 | 4
329 | 4
330 | 4
331 | 4
332 | 4
333 | 4
334 | 4
335 | 4
336 | 4
337 | 4
338 | 4
339 | 4
340 | 4
341 | 4
342 | 4
343 | 4
344 | 4
345 | 4
346 | 4
347 | 4
348 | 4
349 | 4
350 | 4
351 | 4
352 | 4
353 | 4
354 | 4
355 | 4
356 | 4
357 | 4
358 | 4
359 | 4
360 | 4
361 | 4
362 | 4
363 | 4
364 | 4
365 | 4
366 | 4
367 | 4
368 | 4
369 | 4
370 | 4
371 | 4
372 | 4
373 | 4
374 | 4
375 | 4
376 | 4
377 | 4
378 | 4
379 | 4
380 | 4
381 | 4
382 | 4
383 | 4
384 | 4

## day_params
day_id | start_time_period | end_time_period
1 | 1 | 96
2 | 97 | 192
3 | 193 | 288
4 | 289 | 384

## scenario_params
scenario_id | percent_weight | scenario_name
1 | 0.3 | Medium Solar & Medium Wind
2 | 0.155 | Medium Solar & High Wind
3 | 0.155 | Medium Solar & Low Wind
4 | 0.155 | High Solar & Medium Wind
5 | 0.01 | High Solar & High Wind
6 | 0.03 | High Solar & Low Wind
7 | 0.155 | Low Solar & Medium Wind
8 | 0.03 | Low Solar & High Wind
9 | 0.01 | Low Solar & Low Wind

## electricity_edges
vertex_from | vertex_to | max_electricity_flow
8 | 1 | 500
8 | 2 | 500
8 | 3 | 500
8 | 4 | 500
8 | 5 | 500
8 | 6 | 500
8 | 7 | 500
8 | 10 | 500
9 | 1 | 500
9 | 2 | 500
9 | 3 | 500
9 | 4 | 500
9 | 5 | 500
9 | 6 | 500
9 | 7 | 500
9 | 10 | 500
11 | 1 | 500
11 | 2 | 500
11 | 3 | 500
11 | 4 | 500
11 | 5 | 500
11 | 6 | 500
11 | 7 | 500

## gas_edges
vertex_from | vertex_to | max_gas_flow
10 | 1 | 100000
10 | 2 | 100000
10 | 12 | 100000
11 | 1 | 100000
11 | 2 | 100000

## liquid_edges
vertex_from | vertex_to | max_liquid_flow
12 | 11 | 500000

## electricity_demand
vertex | time_period | demand | MWh
1 | 1 | 11.485 | 2.8712
1 | 2 | 13.8703 | 3.4676
1 | 3 | 14.479 | 3.6197
1 | 4 | 10.5076 | 2.6269
1 | 5 | 12.6332 | 3.1583
1 | 6 | 12.6014 | 3.1504
1 | 7 | 13.1035 | 3.2759
1 | 8 | 13.191 | 3.2978
1 | 9 | 10.999 | 2.7497
1 | 10 | 12.3207 | 3.0802
1 | 11 | 12.4916 | 3.1229
1 | 12 | 12.6702 | 3.1676
1 | 13 | 12.4235 | 3.1059
1 | 14 | 13.3606 | 3.3402
1 | 15 | 10.9938 | 2.7484
1 | 16 | 11.6714 | 2.9179
1 | 17 | 13.3085 | 3.3271
1 | 18 | 15.3839 | 3.846
1 | 19 | 17.2438 | 4.311
1 | 20 | 17.0654 | 4.2663
1 | 21 | 16.0672 | 4.0168
1 | 22 | 16.8964 | 4.2241
1 | 23 | 20.2 | 5.05
1 | 24 | 21.6008 | 5.4002
1 | 25 | 22.1303 | 5.5326
1 | 26 | 27.1389 | 6.7847
1 | 27 | 25.7139 | 6.4285
1 | 28 | 29.3381 | 7.3345
1 | 29 | 29.2768 | 7.3192
1 | 30 | 32.8162 | 8.204
1 | 31 | 33.6591 | 8.4148
1 | 32 | 32.5538 | 8.1385
1 | 33 | 35.5395 | 8.8849
1 | 34 | 34.1281 | 8.532
1 | 35 | 38.8309 | 9.7077
1 | 36 | 36.8583 | 9.2146
1 | 37 | 38.4696 | 9.6174
1 | 38 | 38.2327 | 9.5582
1 | 39 | 39.66 | 9.915
1 | 40 | 38.2567 | 9.5642
1 | 41 | 41.0553 | 10.2638
1 | 42 | 39.2816 | 9.8204
1 | 43 | 39.0922 | 9.773
1 | 44 | 38.3838 | 9.596
1 | 45 | 38.1696 | 9.5424
1 | 46 | 37.6946 | 9.4237
1 | 47 | 39.1637 | 9.7909
1 | 48 | 39.4295 | 9.8574
1 | 49 | 38.2414 | 9.5604
1 | 50 | 39.6974 | 9.9244
1 | 51 | 38.4399 | 9.61
1 | 52 | 39.9058 | 9.9764
1 | 53 | 38.9119 | 9.728
1 | 54 | 40.1907 | 10.0477
1 | 55 | 37.2899 | 9.3225
1 | 56 | 41.0614 | 10.2653
1 | 57 | 37.6065 | 9.4016
1 | 58 | 39.0483 | 9.7621
1 | 59 | 39.5922 | 9.8981
1 | 60 | 35.9812 | 8.9953
1 | 61 | 37.6702 | 9.4175
1 | 62 | 36.6856 | 9.1714
1 | 63 | 35.0653 | 8.7663
1 | 64 | 37.6845 | 9.4211
1 | 65 | 38.9349 | 9.7337
1 | 66 | 38.1637 | 9.5409
1 | 67 | 37.7657 | 9.4414
1 | 68 | 36.4831 | 9.1208
1 | 69 | 38.402 | 9.6005
1 | 70 | 35.0919 | 8.773
1 | 71 | 36.0776 | 9.0194
1 | 72 | 34.1942 | 8.5486
1 | 73 | 34.0396 | 8.5099
1 | 74 | 32.7855 | 8.1964
1 | 75 | 31.4063 | 7.8516
1 | 76 | 29.8664 | 7.4666
1 | 77 | 27.7565 | 6.9391
1 | 78 | 25.8547 | 6.4637
1 | 79 | 22.211 | 5.5527
1 | 80 | 21.1362 | 5.284
1 | 81 | 19.5337 | 4.8834
1 | 82 | 18.8105 | 4.7026
1 | 83 | 16.7606 | 4.1901
1 | 84 | 15.1426 | 3.7856
1 | 85 | 14.8026 | 3.7006
1 | 86 | 13.9236 | 3.4809
1 | 87 | 15.0058 | 3.7515
1 | 88 | 14.428 | 3.607
1 | 89 | 12.9319 | 3.233
1 | 90 | 11.9038 | 2.976
1 | 91 | 9.0926 | 2.2731
1 | 92 | 12.7319 | 3.183
1 | 93 | 11.3388 | 2.8347
1 | 94 | 12.3067 | 3.0767
1 | 95 | 10.4854 | 2.6214
1 | 96 | 11.0709 | 2.7677
1 | 97 | 12.7612 | 3.1903
1 | 98 | 12.7374 | 3.1844
1 | 99 | 11.1338 | 2.7835
1 | 100 | 14.7196 | 3.6799
1 | 101 | 13.4636 | 3.3659
1 | 102 | 10.5572 | 2.6393
1 | 103 | 12.8537 | 3.2134
1 | 104 | 11.1007 | 2.7752
1 | 105 | 13.1989 | 3.2997
1 | 106 | 15.8477 | 3.9619
1 | 107 | 14.312 | 3.578
1 | 108 | 12.7127 | 3.1782
1 | 109 | 13.8801 | 3.47
1 | 110 | 11.6624 | 2.9156
1 | 111 | 13.1651 | 3.2913
1 | 112 | 12.4969 | 3.1242
1 | 113 | 10.1955 | 2.5489
1 | 114 | 11.7775 | 2.9444
1 | 115 | 10.9439 | 2.736
1 | 116 | 13.063 | 3.2657
1 | 117 | 14.6328 | 3.6582
1 | 118 | 13.6526 | 3.4131
1 | 119 | 16.7116 | 4.1779
1 | 120 | 18.6251 | 4.6563
1 | 121 | 18.823 | 4.7058
1 | 122 | 19.8646 | 4.9662
1 | 123 | 22.2983 | 5.5746
1 | 124 | 23.7619 | 5.9405
1 | 125 | 23.6049 | 5.9012
1 | 126 | 24.5572 | 6.1393
1 | 127 | 25.8322 | 6.458
1 | 128 | 28.114 | 7.0285
1 | 129 | 25.9772 | 6.4943
1 | 130 | 28.8504 | 7.2126
1 | 131 | 29.4987 | 7.3747
1 | 132 | 32.8842 | 8.2211
1 | 133 | 31.7415 | 7.9354
1 | 134 | 32.9772 | 8.2443
1 | 135 | 34.641 | 8.6603
1 | 136 | 31.8274 | 7.9569
1 | 137 | 34.3429 | 8.5857
1 | 138 | 32.6319 | 8.158
1 | 139 | 34.2029 | 8.5507
1 | 140 | 35.267 | 8.8167
1 | 141 | 34.3712 | 8.5928
1 | 142 | 33.2126 | 8.3032
1 | 143 | 31.9958 | 7.9989
1 | 144 | 32.3446 | 8.0861
1 | 145 | 30.8054 | 7.7013
1 | 146 | 31.6938 | 7.9235
1 | 147 | 31.9846 | 7.9962
1 | 148 | 31.1601 | 7.79
1 | 149 | 33.4571 | 8.3643
1 | 150 | 35.0504 | 8.7626
1 | 151 | 33.8973 | 8.4743
1 | 152 | 33.6607 | 8.4152
1 | 153 | 34.3846 | 8.5961
1 | 154 | 34.505 | 8.6263
1 | 155 | 34.2631 | 8.5658
1 | 156 | 33.519 | 8.3798
1 | 157 | 34.558 | 8.6395
1 | 158 | 30.387 | 7.5967
1 | 159 | 33.8371 | 8.4593
1 | 160 | 32.1951 | 8.0488
1 | 161 | 33.872 | 8.468
1 | 162 | 33.0966 | 8.2742
1 | 163 | 33.4817 | 8.3704
1 | 164 | 32.2491 | 8.0623
1 | 165 | 30.3501 | 7.5875
1 | 166 | 32.6097 | 8.1524
1 | 167 | 33.1243 | 8.2811
1 | 168 | 31.5717 | 7.8929
1 | 169 | 29.9935 | 7.4984
1 | 170 | 30.8408 | 7.7102
1 | 171 | 30.5974 | 7.6493
1 | 172 | 26.5216 | 6.6304
1 | 173 | 28.101 | 7.0252
1 | 174 | 24.5741 | 6.1435
1 | 175 | 23.9818 | 5.9955
1 | 176 | 23.1869 | 5.7967
1 | 177 | 20.0896 | 5.0224
1 | 178 | 18.6713 | 4.6678
1 | 179 | 17.7469 | 4.4367
1 | 180 | 16.5395 | 4.1349
1 | 181 | 16.8233 | 4.2058
1 | 182 | 14.0461 | 3.5115
1 | 183 | 13.829 | 3.4573
1 | 184 | 15.3872 | 3.8468
1 | 185 | 12.8342 | 3.2086
1 | 186 | 14.385 | 3.5963
1 | 187 | 10.8465 | 2.7116
1 | 188 | 12.0301 | 3.0075
1 | 189 | 12.8982 | 3.2246
1 | 190 | 12.8772 | 3.2193
1 | 191 | 12.8425 | 3.2106
1 | 192 | 11.7795 | 2.9449
1 | 193 | 12.7788 | 3.1947
1 | 194 | 10.8665 | 2.7166
1 | 195 | 9.052 | 2.263
1 | 196 | 11.1369 | 2.7842
1 | 197 | 11.1938 | 2.7985
1 | 198 | 11.2262 | 2.8066
1 | 199 | 8.8342 | 2.2085
1 | 200 | 9.1148 | 2.2787
1 | 201 | 10.6403 | 2.6601
1 | 202 | 10.2011 | 2.5503
1 | 203 | 12.145 | 3.0363
1 | 204 | 10.9421 | 2.7355
1 | 205 | 9.8927 | 2.4732
1 | 206 | 10.0421 | 2.5105
1 | 207 | 9.5378 | 2.3845
1 | 208 | 9.662 | 2.4155
1 | 209 | 12.7915 | 3.1979
1 | 210 | 9.5832 | 2.3958
1 | 211 | 11.0423 | 2.7606
1 | 212 | 11.0387 | 2.7597
1 | 213 | 10.5668 | 2.6417
1 | 214 | 11.9294 | 2.9824
1 | 215 | 11.1808 | 2.7952
1 | 216 | 13.8566 | 3.4642
1 | 217 | 15.6518 | 3.9129
1 | 218 | 16.1208 | 4.0302
1 | 219 | 15.7658 | 3.9415
1 | 220 | 17.0385 | 4.2596
1 | 221 | 17.6677 | 4.4169
1 | 222 | 19.7341 | 4.9335
1 | 223 | 21.1052 | 5.2763
1 | 224 | 23.0253 | 5.7563
1 | 225 | 23.4306 | 5.8577
1 | 226 | 26.4843 | 6.6211
1 | 227 | 26.1624 | 6.5406
1 | 228 | 27.7876 | 6.9469
1 | 229 | 28.2805 | 7.0701
1 | 230 | 27.7567 | 6.9392
1 | 231 | 28.851 | 7.2128
1 | 232 | 28.8876 | 7.2219
1 | 233 | 30.5977 | 7.6494
1 | 234 | 29.5277 | 7.3819
1 | 235 | 30.8729 | 7.7182
1 | 236 | 30.5878 | 7.647
1 | 237 | 28.943 | 7.2358
1 | 238 | 31.3554 | 7.8389
1 | 239 | 30.3996 | 7.5999
1 | 240 | 30.7139 | 7.6785
1 | 241 | 29.6134 | 7.4034
1 | 242 | 29.3926 | 7.3481
1 | 243 | 31.6116 | 7.9029
1 | 244 | 30.2668 | 7.5667
1 | 245 | 30.9355 | 7.7339
1 | 246 | 31.4591 | 7.8648
1 | 247 | 30.5331 | 7.6333
1 | 248 | 29.403 | 7.3507
1 | 249 | 31.077 | 7.7693
1 | 250 | 31.2379 | 7.8095
1 | 251 | 31.9761 | 7.994
1 | 252 | 32.2388 | 8.0597
1 | 253 | 31.633 | 7.9082
1 | 254 | 32.0102 | 8.0025
1 | 255 | 29.804 | 7.451
1 | 256 | 31.0298 | 7.7574
1 | 257 | 31.5758 | 7.894
1 | 258 | 31.0679 | 7.767
1 | 259 | 29.2323 | 7.3081
1 | 260 | 30.5956 | 7.6489
1 | 261 | 30.5187 | 7.6297
1 | 262 | 29.5413 | 7.3853
1 | 263 | 29.2192 | 7.3048
1 | 264 | 30.8963 | 7.7241
1 | 265 | 31.4411 | 7.8603
1 | 266 | 29.59 | 7.3975
1 | 267 | 29.8764 | 7.4691
1 | 268 | 28.6936 | 7.1734
1 | 269 | 26.8086 | 6.7022
1 | 270 | 25.5808 | 6.3952
1 | 271 | 25.4265 | 6.3566
1 | 272 | 25.2096 | 6.3024
1 | 273 | 22.0977 | 5.5244
1 | 274 | 19.6163 | 4.9041
1 | 275 | 17.755 | 4.4388
1 | 276 | 18.7462 | 4.6865
1 | 277 | 14.5505 | 3.6376
1 | 278 | 11.6855 | 2.9214
1 | 279 | 14.1419 | 3.5355
1 | 280 | 15.2837 | 3.8209
1 | 281 | 12.4881 | 3.122
1 | 282 | 12.3899 | 3.0975
1 | 283 | 12.124 | 3.031
1 | 284 | 10.8119 | 2.703
1 | 285 | 11.7259 | 2.9315
1 | 286 | 11.413 | 2.8533
1 | 287 | 10.749 | 2.6872
1 | 288 | 10.6843 | 2.6711
1 | 289 | 4.999 | 1.2497
1 | 290 | 4.6571 | 1.1643
1 | 291 | 5.9352 | 1.4838
1 | 292 | 6.1845 | 1.5461
1 | 293 | 6.5384 | 1.6346
1 | 294 | 4.7956 | 1.1989
1 | 295 | 6.8584 | 1.7146
1 | 296 | 6.1954 | 1.5489
1 | 297 | 5.8668 | 1.4667
1 | 298 | 4.965 | 1.2412
1 | 299 | 5.2357 | 1.3089
1 | 300 | 6.5834 | 1.6459
1 | 301 | 5.7822 | 1.4456
1 | 302 | 5.9903 | 1.4976
1 | 303 | 5.5711 | 1.3928
1 | 304 | 6.5235 | 1.6309
1 | 305 | 5.9082 | 1.4771
1 | 306 | 6.5223 | 1.6306
1 | 307 | 5.8821 | 1.4705
1 | 308 | 5.0675 | 1.2669
1 | 309 | 6.2532 | 1.5633
1 | 310 | 8.0619 | 2.0155
1 | 311 | 9.2111 | 2.3028
1 | 312 | 8.5889 | 2.1472
1 | 313 | 10.537 | 2.6343
1 | 314 | 12.1707 | 3.0427
1 | 315 | 13.1418 | 3.2854
1 | 316 | 13.8849 | 3.4712
1 | 317 | 16.6319 | 4.158
1 | 318 | 17.578 | 4.3945
1 | 319 | 19.2934 | 4.8234
1 | 320 | 19.0549 | 4.7637
1 | 321 | 23.0934 | 5.7734
1 | 322 | 23.8265 | 5.9566
1 | 323 | 24.8531 | 6.2133
1 | 324 | 25.3159 | 6.329
1 | 325 | 27.5146 | 6.8786
1 | 326 | 27.6296 | 6.9074
1 | 327 | 30.0975 | 7.5244
1 | 328 | 31.0749 | 7.7687
1 | 329 | 29.2264 | 7.3066
1 | 330 | 29.7461 | 7.4365
1 | 331 | 30.6791 | 7.6698
1 | 332 | 30.7944 | 7.6986
1 | 333 | 31.6695 | 7.9174
1 | 334 | 30.4258 | 7.6064
1 | 335 | 30.5622 | 7.6405
1 | 336 | 29.7964 | 7.4491
1 | 337 | 29.2118 | 7.303
1 | 338 | 29.3861 | 7.3465
1 | 339 | 28.9046 | 7.2261
1 | 340 | 30.1801 | 7.545
1 | 341 | 30.5343 | 7.6336
1 | 342 | 30.613 | 7.6532
1 | 343 | 28.8954 | 7.2239
1 | 344 | 31.36 | 7.84
1 | 345 | 30.1338 | 7.5334
1 | 346 | 29.8899 | 7.4725
1 | 347 | 30.1783 | 7.5446
1 | 348 | 30.3661 | 7.5915
1 | 349 | 30.8751 | 7.7188
1 | 350 | 31.0521 | 7.763
1 | 351 | 29.5402 | 7.3851
1 | 352 | 30.1823 | 7.5456
1 | 353 | 31.1007 | 7.7752
1 | 354 | 29.6427 | 7.4107
1 | 355 | 29.1258 | 7.2814
1 | 356 | 30.0269 | 7.5067
1 | 357 | 28.9471 | 7.2368
1 | 358 | 30.0643 | 7.5161
1 | 359 | 29.213 | 7.3032
1 | 360 | 28.7973 | 7.1993
1 | 361 | 29.2113 | 7.3028
1 | 362 | 28.8507 | 7.2127
1 | 363 | 27.5395 | 6.8849
1 | 364 | 27.2263 | 6.8066
1 | 365 | 25.2975 | 6.3244
1 | 366 | 25.9739 | 6.4935
1 | 367 | 21.4941 | 5.3735
1 | 368 | 21.268 | 5.317
1 | 369 | 19.5561 | 4.889
1 | 370 | 18.3875 | 4.5969
1 | 371 | 16.7439 | 4.186
1 | 372 | 15.2396 | 3.8099
1 | 373 | 13.0444 | 3.2611
1 | 374 | 11.5912 | 2.8978
1 | 375 | 9.6524 | 2.4131
1 | 376 | 8.1895 | 2.0474
1 | 377 | 8.7238 | 2.181
1 | 378 | 6.6916 | 1.6729
1 | 379 | 7.3243 | 1.8311
1 | 380 | 8.1453 | 2.0363
1 | 381 | 5.4712 | 1.3678
1 | 382 | 6.5116 | 1.6279
1 | 383 | 6.6275 | 1.6569
1 | 384 | 6.025 | 1.5062
2 | 1 | 8.3045 | 2.0761
2 | 2 | 6.3111 | 1.5778
2 | 3 | 6.2646 | 1.5662
2 | 4 | 5.4194 | 1.3548
2 | 5 | 5.8347 | 1.4587
2 | 6 | 9.3547 | 2.3387
2 | 7 | 5.5282 | 1.382
2 | 8 | 9.6233 | 2.4058
2 | 9 | 8.4478 | 2.112
2 | 10 | 6.4353 | 1.6088
2 | 11 | 9.6649 | 2.4162
2 | 12 | 7.8661 | 1.9665
2 | 13 | 9.9983 | 2.4996
2 | 14 | 8.3758 | 2.094
2 | 15 | 7.813 | 1.9533
2 | 16 | 7.6313 | 1.9078
2 | 17 | 6.6512 | 1.6628
2 | 18 | 7.4744 | 1.8686
2 | 19 | 8.7069 | 2.1767
2 | 20 | 8.8895 | 2.2224
2 | 21 | 9.6906 | 2.4226
2 | 22 | 8.9836 | 2.2459
2 | 23 | 10.134 | 2.5335
2 | 24 | 11.5677 | 2.8919
2 | 25 | 12.8327 | 3.2082
2 | 26 | 16.3454 | 4.0864
2 | 27 | 16.5576 | 4.1394
2 | 28 | 20.5358 | 5.1339
2 | 29 | 22.0658 | 5.5165
2 | 30 | 21.1716 | 5.2929
2 | 31 | 22.6406 | 5.6602
2 | 32 | 23.5806 | 5.8952
2 | 33 | 27.5899 | 6.8975
2 | 34 | 26.1584 | 6.5396
2 | 35 | 30.3338 | 7.5835
2 | 36 | 27.0504 | 6.7626
2 | 37 | 30.4473 | 7.6118
2 | 38 | 31.7761 | 7.944
2 | 39 | 32.7472 | 8.1868
2 | 40 | 34.8217 | 8.7054
2 | 41 | 33.4177 | 8.3544
2 | 42 | 33.3732 | 8.3433
2 | 43 | 31.8272 | 7.9568
2 | 44 | 34.6614 | 8.6654
2 | 45 | 35.7791 | 8.9448
2 | 46 | 32.8346 | 8.2087
2 | 47 | 33.6873 | 8.4218
2 | 48 | 32.1663 | 8.0416
2 | 49 | 34.405 | 8.6013
2 | 50 | 32.3485 | 8.0871
2 | 51 | 33.6606 | 8.4151
2 | 52 | 34.5772 | 8.6443
2 | 53 | 32.077 | 8.0193
2 | 54 | 33.2075 | 8.3019
2 | 55 | 32.8078 | 8.2019
2 | 56 | 33.6151 | 8.4038
2 | 57 | 33.8441 | 8.461
2 | 58 | 35.0051 | 8.7513
2 | 59 | 34.7069 | 8.6767
2 | 60 | 34.8867 | 8.7217
2 | 61 | 32.2078 | 8.052
2 | 62 | 32.4112 | 8.1028
2 | 63 | 33.8836 | 8.4709
2 | 64 | 33.1174 | 8.2794
2 | 65 | 32.6999 | 8.175
2 | 66 | 34.1434 | 8.5359
2 | 67 | 31.6883 | 7.9221
2 | 68 | 34.4941 | 8.6235
2 | 69 | 32.1872 | 8.0468
2 | 70 | 33.9146 | 8.4786
2 | 71 | 31.7778 | 7.9444
2 | 72 | 33.691 | 8.4227
2 | 73 | 30.9068 | 7.7267
2 | 74 | 30.1492 | 7.5373
2 | 75 | 31.2178 | 7.8045
2 | 76 | 31.3237 | 7.8309
2 | 77 | 27.4377 | 6.8594
2 | 78 | 26.9246 | 6.7311
2 | 79 | 24.2629 | 6.0657
2 | 80 | 20.721 | 5.1803
2 | 81 | 22.9336 | 5.7334
2 | 82 | 19.4164 | 4.8541
2 | 83 | 17.9933 | 4.4983
2 | 84 | 15.1423 | 3.7856
2 | 85 | 15.5626 | 3.8907
2 | 86 | 14.7616 | 3.6904
2 | 87 | 9.5929 | 2.3982
2 | 88 | 9.0353 | 2.2588
2 | 89 | 9.0546 | 2.2636
2 | 90 | 6.3121 | 1.578
2 | 91 | 9.208 | 2.302
2 | 92 | 8.0799 | 2.02
2 | 93 | 8.1275 | 2.0319
2 | 94 | 7.9534 | 1.9883
2 | 95 | 8.997 | 2.2492
2 | 96 | 6.4604 | 1.6151
2 | 97 | 3.6979 | 0.92448
2 | 98 | 5.266 | 1.3165
2 | 99 | 4.2757 | 1.0689
2 | 100 | 6.0211 | 1.5053
2 | 101 | 5.5399 | 1.385
2 | 102 | 5.6932 | 1.4233
2 | 103 | 4.3649 | 1.0912
2 | 104 | 2.8989 | 0.72471
2 | 105 | 5.102 | 1.2755
2 | 106 | 4.9119 | 1.228
2 | 107 | 4.1791 | 1.0448
2 | 108 | 4.3722 | 1.0931
2 | 109 | 5.5285 | 1.3821
2 | 110 | 6.084 | 1.521
2 | 111 | 4.6296 | 1.1574
2 | 112 | 4.5249 | 1.1312
2 | 113 | 4.9289 | 1.2322
2 | 114 | 4.6905 | 1.1726
2 | 115 | 2.4452 | 0.61131
2 | 116 | 4.1949 | 1.0487
2 | 117 | 4.2039 | 1.051
2 | 118 | 8.5629 | 2.1407
2 | 119 | 6.5723 | 1.6431
2 | 120 | 6.0886 | 1.5222
2 | 121 | 9.1517 | 2.2879
2 | 122 | 9.7904 | 2.4476
2 | 123 | 10.01 | 2.5025
2 | 124 | 12.4484 | 3.1121
2 | 125 | 14.8864 | 3.7216
2 | 126 | 14.3 | 3.575
2 | 127 | 16.8385 | 4.2096
2 | 128 | 15.9628 | 3.9907
2 | 129 | 18.9349 | 4.7337
2 | 130 | 18.8489 | 4.7122
2 | 131 | 20.2724 | 5.0681
2 | 132 | 20.3171 | 5.0793
2 | 133 | 21.615 | 5.4037
2 | 134 | 22.9305 | 5.7326
2 | 135 | 25.2341 | 6.3085
2 | 136 | 26.2723 | 6.5681
2 | 137 | 25.028 | 6.257
2 | 138 | 26.9623 | 6.7406
2 | 139 | 26.0152 | 6.5038
2 | 140 | 26.1296 | 6.5324
2 | 141 | 25.485 | 6.3713
2 | 142 | 26.2386 | 6.5596
2 | 143 | 28.167 | 7.0418
2 | 144 | 26.7588 | 6.6897
2 | 145 | 23.6366 | 5.9092
2 | 146 | 25.0584 | 6.2646
2 | 147 | 25.3971 | 6.3493
2 | 148 | 23.2531 | 5.8133
2 | 149 | 24.7479 | 6.187
2 | 150 | 26.1558 | 6.5389
2 | 151 | 27.3269 | 6.8317
2 | 152 | 26.404 | 6.601
2 | 153 | 24.8674 | 6.2169
2 | 154 | 25.5476 | 6.3869
2 | 155 | 27.3635 | 6.8409
2 | 156 | 25.756 | 6.439
2 | 157 | 24.9315 | 6.2329
2 | 158 | 25.2661 | 6.3165
2 | 159 | 26.7228 | 6.6807
2 | 160 | 24.2293 | 6.0573
2 | 161 | 25.4036 | 6.3509
2 | 162 | 24.9396 | 6.2349
2 | 163 | 24.1033 | 6.0258
2 | 164 | 25.0039 | 6.251
2 | 165 | 24.0749 | 6.0187
2 | 166 | 25.9467 | 6.4867
2 | 167 | 27.3245 | 6.8311
2 | 168 | 25.1246 | 6.2811
2 | 169 | 24.7228 | 6.1807
2 | 170 | 22.9072 | 5.7268
2 | 171 | 25.3788 | 6.3447
2 | 172 | 24.4387 | 6.1097
2 | 173 | 20.7349 | 5.1837
2 | 174 | 21.7429 | 5.4357
2 | 175 | 19.4691 | 4.8673
2 | 176 | 17.5163 | 4.3791
2 | 177 | 17.4571 | 4.3643
2 | 178 | 15.1745 | 3.7936
2 | 179 | 13.7414 | 3.4354
2 | 180 | 12.435 | 3.1087
2 | 181 | 11.535 | 2.8838
2 | 182 | 8.3282 | 2.082
2 | 183 | 7.7577 | 1.9394
2 | 184 | 6.0532 | 1.5133
2 | 185 | 7.2088 | 1.8022
2 | 186 | 4.5948 | 1.1487
2 | 187 | 4.7131 | 1.1783
2 | 188 | 5.5131 | 1.3783
2 | 189 | 3.6253 | 0.90633
2 | 190 | 4.2861 | 1.0715
2 | 191 | 4.7881 | 1.197
2 | 192 | 5.8214 | 1.4553
2 | 193 | 5.0955 | 1.2739
2 | 194 | 5.0049 | 1.2512
2 | 195 | 4.1353 | 1.0338
2 | 196 | 4.7036 | 1.1759
2 | 197 | 4.5346 | 1.1336
2 | 198 | 5.1381 | 1.2845
2 | 199 | 4.935 | 1.2338
2 | 200 | 5.2251 | 1.3063
2 | 201 | 5.33 | 1.3325
2 | 202 | 5.1642 | 1.291
2 | 203 | 5.2933 | 1.3233
2 | 204 | 4.755 | 1.1887
2 | 205 | 4.1138 | 1.0285
2 | 206 | 4.4825 | 1.1206
2 | 207 | 5.1408 | 1.2852
2 | 208 | 5.4693 | 1.3673
2 | 209 | 4.8805 | 1.2201
2 | 210 | 4.5965 | 1.1491
2 | 211 | 5.9909 | 1.4977
2 | 212 | 5.9501 | 1.4875
2 | 213 | 5.0507 | 1.2627
2 | 214 | 5.0596 | 1.2649
2 | 215 | 6.9201 | 1.73
2 | 216 | 7.5788 | 1.8947
2 | 217 | 9.5155 | 2.3789
2 | 218 | 9.7329 | 2.4332
2 | 219 | 10.6184 | 2.6546
2 | 220 | 12.6049 | 3.1512
2 | 221 | 13.8745 | 3.4686
2 | 222 | 14.3321 | 3.583
2 | 223 | 16.0084 | 4.0021
2 | 224 | 16.6241 | 4.156
2 | 225 | 17.966 | 4.4915
2 | 226 | 19.3693 | 4.8423
2 | 227 | 20.167 | 5.0417
2 | 228 | 21.2255 | 5.3064
2 | 229 | 23.1649 | 5.7912
2 | 230 | 23.4341 | 5.8585
2 | 231 | 24.5013 | 6.1253
2 | 232 | 25.2539 | 6.3135
2 | 233 | 24.9942 | 6.2486
2 | 234 | 25.1932 | 6.2983
2 | 235 | 25.5573 | 6.3893
2 | 236 | 25.4815 | 6.3704
2 | 237 | 25.2093 | 6.3023
2 | 238 | 25.7346 | 6.4336
2 | 239 | 25.7445 | 6.4361
2 | 240 | 25.4764 | 6.3691
2 | 241 | 25.1484 | 6.2871
2 | 242 | 24.8766 | 6.2191
2 | 243 | 24.9475 | 6.2369
2 | 244 | 25.5088 | 6.3772
2 | 245 | 24.9943 | 6.2486
2 | 246 | 24.8762 | 6.219
2 | 247 | 25.161 | 6.2903
2 | 248 | 25.6081 | 6.402
2 | 249 | 25.4342 | 6.3585
2 | 250 | 25.4815 | 6.3704
2 | 251 | 25.5754 | 6.3939
2 | 252 | 26.4339 | 6.6085
2 | 253 | 25.771 | 6.4427
2 | 254 | 25.7948 | 6.4487
2 | 255 | 25.5829 | 6.3957
2 | 256 | 25.0292 | 6.2573
2 | 257 | 25.4284 | 6.3571
2 | 258 | 24.5262 | 6.1316
2 | 259 | 24.9674 | 6.2419
2 | 260 | 24.5083 | 6.1271
2 | 261 | 24.2223 | 6.0556
2 | 262 | 23.9392 | 5.9848
2 | 263 | 24.484 | 6.121
2 | 264 | 25.0025 | 6.2506
2 | 265 | 23.8944 | 5.9736
2 | 266 | 23.9673 | 5.9918
2 | 267 | 23.3819 | 5.8455
2 | 268 | 23.2007 | 5.8002
2 | 269 | 22.2256 | 5.5564
2 | 270 | 20.7094 | 5.1773
2 | 271 | 20.1367 | 5.0342
2 | 272 | 17.3111 | 4.3278
2 | 273 | 16.1044 | 4.0261
2 | 274 | 16.0814 | 4.0204
2 | 275 | 14.2391 | 3.5598
2 | 276 | 11.7917 | 2.9479
2 | 277 | 10.9797 | 2.7449
2 | 278 | 9.7924 | 2.4481
2 | 279 | 7.9953 | 1.9988
2 | 280 | 7.1712 | 1.7928
2 | 281 | 6.7766 | 1.6942
2 | 282 | 6.9305 | 1.7326
2 | 283 | 5.159 | 1.2898
2 | 284 | 4.9984 | 1.2496
2 | 285 | 5.392 | 1.348
2 | 286 | 3.5382 | 0.88455
2 | 287 | 3.417 | 0.85425
2 | 288 | 4.5666 | 1.1416
2 | 289 | 7.2171 | 1.8043
2 | 290 | 8.8217 | 2.2054
2 | 291 | 7.6026 | 1.9007
2 | 292 | 6.7298 | 1.6824
2 | 293 | 8.4121 | 2.103
2 | 294 | 8.8282 | 2.207
2 | 295 | 7.7688 | 1.9422
2 | 296 | 8.1409 | 2.0352
2 | 297 | 8.1691 | 2.0423
2 | 298 | 10.2985 | 2.5746
2 | 299 | 8.821 | 2.2053
2 | 300 | 10.4545 | 2.6136
2 | 301 | 8.1632 | 2.0408
2 | 302 | 7.7647 | 1.9412
2 | 303 | 8.6206 | 2.1551
2 | 304 | 9.5495 | 2.3874
2 | 305 | 8.7913 | 2.1978
2 | 306 | 7.8892 | 1.9723
2 | 307 | 9.8438 | 2.461
2 | 308 | 8.4058 | 2.1015
2 | 309 | 9.6863 | 2.4216
2 | 310 | 11.2436 | 2.8109
2 | 311 | 12.5026 | 3.1257
2 | 312 | 13.2706 | 3.3177
2 | 313 | 14.1593 | 3.5398
2 | 314 | 15.6705 | 3.9176
2 | 315 | 16.8244 | 4.2061
2 | 316 | 20.8255 | 5.2064
2 | 317 | 20.0038 | 5.001
2 | 318 | 21.9097 | 5.4774
2 | 319 | 24.5117 | 6.1279
2 | 320 | 24.9264 | 6.2316
2 | 321 | 27.1086 | 6.7771
2 | 322 | 26.8609 | 6.7152
2 | 323 | 26.4436 | 6.6109
2 | 324 | 29.9604 | 7.4901
2 | 325 | 30.8981 | 7.7245
2 | 326 | 31.4874 | 7.8719
2 | 327 | 32.393 | 8.0983
2 | 328 | 32.5096 | 8.1274
2 | 329 | 33.4985 | 8.3746
2 | 330 | 34.4687 | 8.6172
2 | 331 | 33.9658 | 8.4914
2 | 332 | 33.3224 | 8.3306
2 | 333 | 34.8426 | 8.7106
2 | 334 | 32.6294 | 8.1573
2 | 335 | 34.4199 | 8.605
2 | 336 | 33.144 | 8.286
2 | 337 | 32.261 | 8.0652
2 | 338 | 32.7404 | 8.1851
2 | 339 | 31.9274 | 7.9819
2 | 340 | 34.4908 | 8.6227
2 | 341 | 33.1278 | 8.2819
2 | 342 | 32.8884 | 8.2221
2 | 343 | 33.4342 | 8.3586
2 | 344 | 32.8934 | 8.2234
2 | 345 | 33.2842 | 8.321
2 | 346 | 32.8055 | 8.2014
2 | 347 | 34.7088 | 8.6772
2 | 348 | 34.0619 | 8.5155
2 | 349 | 33.3951 | 8.3488
2 | 350 | 31.8076 | 7.9519
2 | 351 | 34.1712 | 8.5428
2 | 352 | 33.133 | 8.2832
2 | 353 | 32.5476 | 8.1369
2 | 354 | 31.9349 | 7.9837
2 | 355 | 30.9356 | 7.7339
2 | 356 | 31.7888 | 7.9472
2 | 357 | 30.5402 | 7.6351
2 | 358 | 33.2335 | 8.3084
2 | 359 | 31.9995 | 7.9999
2 | 360 | 32.1801 | 8.045
2 | 361 | 34.079 | 8.5198
2 | 362 | 31.4384 | 7.8596
2 | 363 | 29.0455 | 7.2614
2 | 364 | 30.0346 | 7.5087
2 | 365 | 28.4807 | 7.1202
2 | 366 | 25.0395 | 6.2599
2 | 367 | 25.0972 | 6.2743
2 | 368 | 22.4033 | 5.6008
2 | 369 | 21.9035 | 5.4759
2 | 370 | 19.236 | 4.809
2 | 371 | 16.7963 | 4.1991
2 | 372 | 16.6285 | 4.1571
2 | 373 | 13.084 | 3.271
2 | 374 | 11.3124 | 2.8281
2 | 375 | 13.5969 | 3.3992
2 | 376 | 11.7313 | 2.9328
2 | 377 | 10.706 | 2.6765
2 | 378 | 10.4463 | 2.6116
2 | 379 | 9.375 | 2.3437
2 | 380 | 8.296 | 2.074
2 | 381 | 8.715 | 2.1787
2 | 382 | 8.6174 | 2.1544
2 | 383 | 9.2205 | 2.3051
2 | 384 | 9.6172 | 2.4043
3 | 1 | 6.4333 | 1.6083
3 | 2 | 6.4552 | 1.6138
3 | 3 | 5.5552 | 1.3888
3 | 4 | 5.2658 | 1.3165
3 | 5 | 5.2445 | 1.3111
3 | 6 | 5.0753 | 1.2688
3 | 7 | 5.4284 | 1.3571
3 | 8 | 5.0784 | 1.2696
3 | 9 | 5.7091 | 1.4273
3 | 10 | 5.3663 | 1.3416
3 | 11 | 5.1375 | 1.2844
3 | 12 | 4.4578 | 1.1145
3 | 13 | 4.1779 | 1.0445
3 | 14 | 4.7512 | 1.1878
3 | 15 | 5.5909 | 1.3977
3 | 16 | 6.6988 | 1.6747
3 | 17 | 5.7861 | 1.4465
3 | 18 | 7.1066 | 1.7767
3 | 19 | 7.4186 | 1.8547
3 | 20 | 8.5583 | 2.1396
3 | 21 | 10.4546 | 2.6136
3 | 22 | 11.6365 | 2.9091
3 | 23 | 13.8117 | 3.4529
3 | 24 | 15.8734 | 3.9683
3 | 25 | 17.0315 | 4.2579
3 | 26 | 18.8608 | 4.7152
3 | 27 | 21.5504 | 5.3876
3 | 28 | 22.0147 | 5.5037
3 | 29 | 22.5386 | 5.6347
3 | 30 | 22.4134 | 5.6034
3 | 31 | 22.2446 | 5.5612
3 | 32 | 22.6854 | 5.6714
3 | 33 | 21.7802 | 5.445
3 | 34 | 22.1267 | 5.5317
3 | 35 | 20.7348 | 5.1837
3 | 36 | 19.0955 | 4.7739
3 | 37 | 18.5669 | 4.6417
3 | 38 | 17.2565 | 4.3141
3 | 39 | 17.2022 | 4.3005
3 | 40 | 14.3562 | 3.5891
3 | 41 | 14.3252 | 3.5813
3 | 42 | 12.2862 | 3.0715
3 | 43 | 13.6525 | 3.4131
3 | 44 | 13.3419 | 3.3355
3 | 45 | 14.7028 | 3.6757
3 | 46 | 14.6672 | 3.6668
3 | 47 | 17.1624 | 4.2906
3 | 48 | 15.1082 | 3.777
3 | 49 | 15.179 | 3.7947
3 | 50 | 16.0153 | 4.0038
3 | 51 | 15.0445 | 3.7611
3 | 52 | 16.0219 | 4.0055
3 | 53 | 14.6245 | 3.6561
3 | 54 | 15.8573 | 3.9643
3 | 55 | 16.2381 | 4.0595
3 | 56 | 15.8695 | 3.9674
3 | 57 | 16.3574 | 4.0893
3 | 58 | 15.5362 | 3.8841
3 | 59 | 15.3119 | 3.828
3 | 60 | 16.0594 | 4.0149
3 | 61 | 16.6856 | 4.1714
3 | 62 | 15.396 | 3.849
3 | 63 | 16.283 | 4.0707
3 | 64 | 16.6853 | 4.1713
3 | 65 | 16.4397 | 4.1099
3 | 66 | 17.0774 | 4.2694
3 | 67 | 17.5337 | 4.3834
3 | 68 | 19.8971 | 4.9743
3 | 69 | 22.6862 | 5.6716
3 | 70 | 25.08 | 6.27
3 | 71 | 26.6533 | 6.6633
3 | 72 | 28.4597 | 7.1149
3 | 73 | 28.3406 | 7.0851
3 | 74 | 28.4715 | 7.1179
3 | 75 | 29.7235 | 7.4309
3 | 76 | 30.9005 | 7.7251
3 | 77 | 30.0997 | 7.5249
3 | 78 | 30.3322 | 7.5831
3 | 79 | 29.8176 | 7.4544
3 | 80 | 27.2956 | 6.8239
3 | 81 | 26.9599 | 6.74
3 | 82 | 26.4433 | 6.6108
3 | 83 | 24.6172 | 6.1543
3 | 84 | 24.0094 | 6.0024
3 | 85 | 21.5591 | 5.3898
3 | 86 | 21.2995 | 5.3249
3 | 87 | 21.0221 | 5.2555
3 | 88 | 18.8957 | 4.7239
3 | 89 | 17.2054 | 4.3013
3 | 90 | 16.8537 | 4.2134
3 | 91 | 15.1733 | 3.7933
3 | 92 | 14.8425 | 3.7106
3 | 93 | 12.3996 | 3.0999
3 | 94 | 9.229 | 2.3072
3 | 95 | 8.5582 | 2.1396
3 | 96 | 7.4531 | 1.8633
3 | 97 | 4.0055 | 1.0014
3 | 98 | 4.6531 | 1.1633
3 | 99 | 3.4199 | 0.85497
3 | 100 | 2.8825 | 0.72064
3 | 101 | 2.9542 | 0.73854
3 | 102 | 3.3042 | 0.82604
3 | 103 | 3.0392 | 0.75981
3 | 104 | 2.7411 | 0.68528
3 | 105 | 3.5602 | 0.89004
3 | 106 | 2.1121 | 0.52802
3 | 107 | 2.791 | 0.69775
3 | 108 | 2.8699 | 0.71747
3 | 109 | 4.0725 | 1.0181
3 | 110 | 2.6311 | 0.65777
3 | 111 | 3.3 | 0.82501
3 | 112 | 1.7545 | 0.43863
3 | 113 | 2.7843 | 0.69607
3 | 114 | 1.8741 | 0.46853
3 | 115 | 3.8126 | 0.95315
3 | 116 | 2.9427 | 0.73568
3 | 117 | 3.5664 | 0.89159
3 | 118 | 5.9411 | 1.4853
3 | 119 | 5.456 | 1.364
3 | 120 | 7.1019 | 1.7755
3 | 121 | 9.2011 | 2.3003
3 | 122 | 9.5586 | 2.3896
3 | 123 | 10.1413 | 2.5353
3 | 124 | 11.3665 | 2.8416
3 | 125 | 13.3342 | 3.3335
3 | 126 | 15.1496 | 3.7874
3 | 127 | 12.8039 | 3.201
3 | 128 | 13.5125 | 3.3781
3 | 129 | 13.6854 | 3.4214
3 | 130 | 13.4232 | 3.3558
3 | 131 | 13.0063 | 3.2516
3 | 132 | 10.9139 | 2.7285
3 | 133 | 11.7091 | 2.9273
3 | 134 | 9.7434 | 2.4358
3 | 135 | 9.1642 | 2.291
3 | 136 | 10.7476 | 2.6869
3 | 137 | 8.076 | 2.019
3 | 138 | 9.8235 | 2.4559
3 | 139 | 7.7906 | 1.9476
3 | 140 | 6.5369 | 1.6342
3 | 141 | 6.7228 | 1.6807
3 | 142 | 9.2479 | 2.312
3 | 143 | 7.5371 | 1.8843
3 | 144 | 8.6814 | 2.1703
3 | 145 | 8.793 | 2.1983
3 | 146 | 7.9271 | 1.9818
3 | 147 | 8.754 | 2.1885
3 | 148 | 8.4857 | 2.1214
3 | 149 | 9.5365 | 2.3841
3 | 150 | 8.4004 | 2.1001
3 | 151 | 7.8527 | 1.9632
3 | 152 | 10.3293 | 2.5823
3 | 153 | 8.482 | 2.1205
3 | 154 | 8.3708 | 2.0927
3 | 155 | 9.6754 | 2.4189
3 | 156 | 9.6017 | 2.4004
3 | 157 | 11.0985 | 2.7746
3 | 158 | 7.6665 | 1.9166
3 | 159 | 9.4878 | 2.3719
3 | 160 | 8.0955 | 2.0239
3 | 161 | 9.2583 | 2.3146
3 | 162 | 10.3051 | 2.5763
3 | 163 | 10.8902 | 2.7225
3 | 164 | 10.8117 | 2.7029
3 | 165 | 11.9585 | 2.9896
3 | 166 | 14.9172 | 3.7293
3 | 167 | 14.0657 | 3.5164
3 | 168 | 16.2623 | 4.0656
3 | 169 | 14.6992 | 3.6748
3 | 170 | 16.381 | 4.0953
3 | 171 | 16.3566 | 4.0891
3 | 172 | 15.8032 | 3.9508
3 | 173 | 16.0294 | 4.0074
3 | 174 | 17.8841 | 4.471
3 | 175 | 18.4129 | 4.6032
3 | 176 | 15.005 | 3.7512
3 | 177 | 16.1088 | 4.0272
3 | 178 | 15.9843 | 3.9961
3 | 179 | 14.4579 | 3.6145
3 | 180 | 14.0333 | 3.5083
3 | 181 | 13.4782 | 3.3695
3 | 182 | 12.7376 | 3.1844
3 | 183 | 11.5118 | 2.8779
3 | 184 | 12.4499 | 3.1125
3 | 185 | 11.7771 | 2.9443
3 | 186 | 10.6494 | 2.6623
3 | 187 | 9.2301 | 2.3075
3 | 188 | 7.7802 | 1.9451
3 | 189 | 8.1258 | 2.0315
3 | 190 | 6.9617 | 1.7404
3 | 191 | 4.1414 | 1.0353
3 | 192 | 4.7768 | 1.1942
3 | 193 | 7.372 | 1.843
3 | 194 | 6.3877 | 1.5969
3 | 195 | 6.6844 | 1.6711
3 | 196 | 7.0284 | 1.7571
3 | 197 | 5.6139 | 1.4035
3 | 198 | 7.401 | 1.8503
3 | 199 | 7.2157 | 1.8039
3 | 200 | 5.6585 | 1.4146
3 | 201 | 5.529 | 1.3823
3 | 202 | 6.3976 | 1.5994
3 | 203 | 6.1253 | 1.5313
3 | 204 | 5.9941 | 1.4985
3 | 205 | 8.2884 | 2.0721
3 | 206 | 5.9007 | 1.4752
3 | 207 | 6.3222 | 1.5805
3 | 208 | 7.179 | 1.7948
3 | 209 | 6.0742 | 1.5185
3 | 210 | 6.8284 | 1.7071
3 | 211 | 7.3021 | 1.8255
3 | 212 | 6.454 | 1.6135
3 | 213 | 6.2942 | 1.5735
3 | 214 | 7.9554 | 1.9889
3 | 215 | 8.6766 | 2.1691
3 | 216 | 7.4049 | 1.8512
3 | 217 | 8.7047 | 2.1762
3 | 218 | 10.4648 | 2.6162
3 | 219 | 10.0995 | 2.5249
3 | 220 | 9.8 | 2.45
3 | 221 | 11.437 | 2.8592
3 | 222 | 12.5393 | 3.1348
3 | 223 | 12.5638 | 3.141
3 | 224 | 14.4823 | 3.6206
3 | 225 | 13.2607 | 3.3152
3 | 226 | 13.2025 | 3.3006
3 | 227 | 14.2423 | 3.5606
3 | 228 | 12.4821 | 3.1205
3 | 229 | 13.375 | 3.3437
3 | 230 | 12.0426 | 3.0106
3 | 231 | 12.1334 | 3.0334
3 | 232 | 11.313 | 2.8282
3 | 233 | 10.6451 | 2.6613
3 | 234 | 10.4101 | 2.6025
3 | 235 | 11.0603 | 2.7651
3 | 236 | 10.4003 | 2.6001
3 | 237 | 9.9122 | 2.478
3 | 238 | 8.671 | 2.1678
3 | 239 | 9.0705 | 2.2676
3 | 240 | 9.3616 | 2.3404
3 | 241 | 9.7085 | 2.4271
3 | 242 | 10.3867 | 2.5967
3 | 243 | 11.5033 | 2.8758
3 | 244 | 9.4769 | 2.3692
3 | 245 | 9.5315 | 2.3829
3 | 246 | 11.684 | 2.921
3 | 247 | 10.4092 | 2.6023
3 | 248 | 10.4071 | 2.6018
3 | 249 | 9.769 | 2.4423
3 | 250 | 11.1439 | 2.786
3 | 251 | 9.7898 | 2.4475
3 | 252 | 10.8608 | 2.7152
3 | 253 | 10.3185 | 2.5796
3 | 254 | 11.0835 | 2.7709
3 | 255 | 10.6721 | 2.668
3 | 256 | 11.1177 | 2.7794
3 | 257 | 10.4246 | 2.6061
3 | 258 | 10.8692 | 2.7173
3 | 259 | 9.8994 | 2.4749
3 | 260 | 10.3187 | 2.5797
3 | 261 | 12.2279 | 3.057
3 | 262 | 10.6933 | 2.6733
3 | 263 | 12.3146 | 3.0787
3 | 264 | 13.3769 | 3.3442
3 | 265 | 14.2013 | 3.5503
3 | 266 | 15.2721 | 3.818
3 | 267 | 15.8172 | 3.9543
3 | 268 | 14.903 | 3.7258
3 | 269 | 15.7823 | 3.9456
3 | 270 | 15.622 | 3.9055
3 | 271 | 16.4398 | 4.11
3 | 272 | 16.4379 | 4.1095
3 | 273 | 15.9849 | 3.9962
3 | 274 | 15.4454 | 3.8614
3 | 275 | 16.7148 | 4.1787
3 | 276 | 14.4672 | 3.6168
3 | 277 | 15.4035 | 3.8509
3 | 278 | 13.519 | 3.3798
3 | 279 | 13.8545 | 3.4636
3 | 280 | 12.7556 | 3.1889
3 | 281 | 12.5485 | 3.1371
3 | 282 | 11.2097 | 2.8024
3 | 283 | 11.392 | 2.848
3 | 284 | 11.5783 | 2.8946
3 | 285 | 10.3815 | 2.5954
3 | 286 | 10.0295 | 2.5074
3 | 287 | 10.0801 | 2.52
3 | 288 | 7.5252 | 1.8813
3 | 289 | 5.7932 | 1.4483
3 | 290 | 5.1491 | 1.2873
3 | 291 | 4.4369 | 1.1092
3 | 292 | 4.0278 | 1.0069
3 | 293 | 3.751 | 0.93776
3 | 294 | 3.2225 | 0.80563
3 | 295 | 3.0936 | 0.77341
3 | 296 | 3.1608 | 0.7902
3 | 297 | 3 | 0.75
3 | 298 | 2.7187 | 0.67967
3 | 299 | 2.3218 | 0.58046
3 | 300 | 2.7206 | 0.68015
3 | 301 | 2.2795 | 0.56986
3 | 302 | 2.4167 | 0.60418
3 | 303 | 2.3617 | 0.59044
3 | 304 | 3.3167 | 0.82919
3 | 305 | 3.4649 | 0.86624
3 | 306 | 3.5208 | 0.8802
3 | 307 | 4.1075 | 1.0269
3 | 308 | 4.5861 | 1.1465
3 | 309 | 5.1687 | 1.2922
3 | 310 | 6.3639 | 1.591
3 | 311 | 7.5398 | 1.8849
3 | 312 | 9.2442 | 2.3111
3 | 313 | 10.6167 | 2.6542
3 | 314 | 12.2633 | 3.0658
3 | 315 | 13.5755 | 3.3939
3 | 316 | 15.9928 | 3.9982
3 | 317 | 18.349 | 4.5872
3 | 318 | 20.1245 | 5.0311
3 | 319 | 20.9575 | 5.2394
3 | 320 | 20.6352 | 5.1588
3 | 321 | 20.8612 | 5.2153
3 | 322 | 20.0975 | 5.0244
3 | 323 | 19.8683 | 4.9671
3 | 324 | 19.3105 | 4.8276
3 | 325 | 18.3768 | 4.5942
3 | 326 | 16.5926 | 4.1481
3 | 327 | 15.5341 | 3.8835
3 | 328 | 14.716 | 3.679
3 | 329 | 12.9992 | 3.2498
3 | 330 | 12.1216 | 3.0304
3 | 331 | 11.2606 | 2.8151
3 | 332 | 11.5193 | 2.8798
3 | 333 | 11.0878 | 2.772
3 | 334 | 10.9429 | 2.7357
3 | 335 | 11.0125 | 2.7531
3 | 336 | 11.8928 | 2.9732
3 | 337 | 13.456 | 3.364
3 | 338 | 13.7316 | 3.4329
3 | 339 | 13.2673 | 3.3168
3 | 340 | 12.7944 | 3.1986
3 | 341 | 13.1435 | 3.2859
3 | 342 | 12.7791 | 3.1948
3 | 343 | 12.9628 | 3.2407
3 | 344 | 13.0963 | 3.2741
3 | 345 | 13.1211 | 3.2803
3 | 346 | 13.038 | 3.2595
3 | 347 | 12.8896 | 3.2224
3 | 348 | 12.9002 | 3.225
3 | 349 | 12.7444 | 3.1861
3 | 350 | 12.247 | 3.0618
3 | 351 | 12.7116 | 3.1779
3 | 352 | 13.16 | 3.29
3 | 353 | 13.8814 | 3.4703
3 | 354 | 13.7454 | 3.4364
3 | 355 | 14.5515 | 3.6379
3 | 356 | 14.6324 | 3.6581
3 | 357 | 16.3516 | 4.0879
3 | 358 | 17.9522 | 4.488
3 | 359 | 19.9822 | 4.9955
3 | 360 | 22.5964 | 5.6491
3 | 361 | 24.4118 | 6.103
3 | 362 | 25.0938 | 6.2735
3 | 363 | 26.1903 | 6.5476
3 | 364 | 26.6344 | 6.6586
3 | 365 | 26.8798 | 6.7199
3 | 366 | 26.881 | 6.7203
3 | 367 | 27.1707 | 6.7927
3 | 368 | 27.0754 | 6.7689
3 | 369 | 26.1404 | 6.5351
3 | 370 | 24.8462 | 6.2115
3 | 371 | 23.7536 | 5.9384
3 | 372 | 23.3039 | 5.826
3 | 373 | 22.261 | 5.5653
3 | 374 | 20.9433 | 5.2358
3 | 375 | 19.3341 | 4.8335
3 | 376 | 18.1838 | 4.546
3 | 377 | 17.135 | 4.2838
3 | 378 | 15.7582 | 3.9395
3 | 379 | 15.4474 | 3.8618
3 | 380 | 14.0199 | 3.505
3 | 381 | 12.6043 | 3.1511
3 | 382 | 12.0332 | 3.0083
3 | 383 | 9.9523 | 2.4881
3 | 384 | 7.1163 | 1.7791
4 | 1 | 10.6582 | 2.6645
4 | 2 | 11.9063 | 2.9766
4 | 3 | 11.1684 | 2.7921
4 | 4 | 10.3644 | 2.5911
4 | 5 | 9.2116 | 2.3029
4 | 6 | 9.917 | 2.4792
4 | 7 | 8.8145 | 2.2036
4 | 8 | 8.7168 | 2.1792
4 | 9 | 8.3264 | 2.0816
4 | 10 | 7.2361 | 1.809
4 | 11 | 8.7589 | 2.1897
4 | 12 | 7.2587 | 1.8147
4 | 13 | 8.3052 | 2.0763
4 | 14 | 6.535 | 1.6337
4 | 15 | 8.2709 | 2.0677
4 | 16 | 7.6907 | 1.9227
4 | 17 | 9.3674 | 2.3419
4 | 18 | 6.6742 | 1.6686
4 | 19 | 8.2298 | 2.0575
4 | 20 | 10.1961 | 2.549
4 | 21 | 9.3296 | 2.3324
4 | 22 | 10.4394 | 2.6099
4 | 23 | 12.3049 | 3.0762
4 | 24 | 12.8829 | 3.2207
4 | 25 | 13.5325 | 3.3831
4 | 26 | 17.9269 | 4.4817
4 | 27 | 18.4999 | 4.625
4 | 28 | 20.9757 | 5.2439
4 | 29 | 20.9859 | 5.2465
4 | 30 | 24.7412 | 6.1853
4 | 31 | 25.187 | 6.2967
4 | 32 | 27.0106 | 6.7527
4 | 33 | 27.8352 | 6.9588
4 | 34 | 25.8626 | 6.4657
4 | 35 | 26.5397 | 6.6349
4 | 36 | 25.4066 | 6.3516
4 | 37 | 24.9932 | 6.2483
4 | 38 | 24.2446 | 6.0612
4 | 39 | 23.3726 | 5.8432
4 | 40 | 23.1242 | 5.781
4 | 41 | 20.1832 | 5.0458
4 | 42 | 20.3093 | 5.0773
4 | 43 | 18.2174 | 4.5544
4 | 44 | 15.841 | 3.9602
4 | 45 | 16.4719 | 4.118
4 | 46 | 15.3847 | 3.8462
4 | 47 | 16.1661 | 4.0415
4 | 48 | 16.8778 | 4.2194
4 | 49 | 17.423 | 4.3558
4 | 50 | 18.4489 | 4.6122
4 | 51 | 18.5116 | 4.6279
4 | 52 | 18.6826 | 4.6707
4 | 53 | 18.426 | 4.6065
4 | 54 | 19.6718 | 4.918
4 | 55 | 18.6651 | 4.6663
4 | 56 | 18.6713 | 4.6678
4 | 57 | 18.3013 | 4.5753
4 | 58 | 18.7375 | 4.6844
4 | 59 | 18.9876 | 4.7469
4 | 60 | 18.4438 | 4.6109
4 | 61 | 18.8372 | 4.7093
4 | 62 | 17.9813 | 4.4953
4 | 63 | 17.2617 | 4.3154
4 | 64 | 18.9297 | 4.7324
4 | 65 | 18.9236 | 4.7309
4 | 66 | 20.1142 | 5.0285
4 | 67 | 17.6702 | 4.4175
4 | 68 | 21.3085 | 5.3271
4 | 69 | 20.8815 | 5.2204
4 | 70 | 22.055 | 5.5138
4 | 71 | 23.7556 | 5.9389
4 | 72 | 26.1197 | 6.5299
4 | 73 | 28.2826 | 7.0707
4 | 74 | 28.9189 | 7.2297
4 | 75 | 32.1457 | 8.0364
4 | 76 | 31.8302 | 7.9576
4 | 77 | 31.9746 | 7.9936
4 | 78 | 33.6845 | 8.4211
4 | 79 | 35.3666 | 8.8416
4 | 80 | 33.2133 | 8.3033
4 | 81 | 31.9718 | 7.9929
4 | 82 | 33.1139 | 8.2785
4 | 83 | 31.3651 | 7.8413
4 | 84 | 29.6244 | 7.4061
4 | 85 | 27.7075 | 6.9269
4 | 86 | 28.2487 | 7.0622
4 | 87 | 27.3853 | 6.8463
4 | 88 | 24.0634 | 6.0159
4 | 89 | 25.605 | 6.4013
4 | 90 | 22.9787 | 5.7447
4 | 91 | 22.0132 | 5.5033
4 | 92 | 20.8101 | 5.2025
4 | 93 | 22.0416 | 5.5104
4 | 94 | 19.6127 | 4.9032
4 | 95 | 17.7918 | 4.448
4 | 96 | 15.0682 | 3.7671
4 | 97 | 8.3043 | 2.0761
4 | 98 | 5.4277 | 1.3569
4 | 99 | 5.9901 | 1.4975
4 | 100 | 9.1367 | 2.2842
4 | 101 | 5.1975 | 1.2994
4 | 102 | 6.3814 | 1.5954
4 | 103 | 7.035 | 1.7588
4 | 104 | 4.1216 | 1.0304
4 | 105 | 5.4844 | 1.3711
4 | 106 | 5.446 | 1.3615
4 | 107 | 5.3954 | 1.3489
4 | 108 | 6.204 | 1.551
4 | 109 | 6.7863 | 1.6966
4 | 110 | 5.1539 | 1.2885
4 | 111 | 3.9157 | 0.97893
4 | 112 | 5.3173 | 1.3293
4 | 113 | 5.4818 | 1.3705
4 | 114 | 7.919 | 1.9798
4 | 115 | 7.7092 | 1.9273
4 | 116 | 8.2577 | 2.0644
4 | 117 | 8.0851 | 2.0213
4 | 118 | 10.1967 | 2.5492
4 | 119 | 8.4683 | 2.1171
4 | 120 | 10.1228 | 2.5307
4 | 121 | 12.951 | 3.2377
4 | 122 | 12.2305 | 3.0576
4 | 123 | 13.5076 | 3.3769
4 | 124 | 16.9647 | 4.2412
4 | 125 | 16.3915 | 4.0979
4 | 126 | 14.8109 | 3.7027
4 | 127 | 16.5244 | 4.1311
4 | 128 | 17.126 | 4.2815
4 | 129 | 15.7869 | 3.9467
4 | 130 | 16.7118 | 4.1779
4 | 131 | 15.1528 | 3.7882
4 | 132 | 15.5402 | 3.885
4 | 133 | 13.6165 | 3.4041
4 | 134 | 14.1825 | 3.5456
4 | 135 | 12.4963 | 3.1241
4 | 136 | 13.1419 | 3.2855
4 | 137 | 10.0166 | 2.5042
4 | 138 | 10.8099 | 2.7025
4 | 139 | 11.8671 | 2.9668
4 | 140 | 10.3123 | 2.5781
4 | 141 | 11.4408 | 2.8602
4 | 142 | 11.5974 | 2.8993
4 | 143 | 10.2777 | 2.5694
4 | 144 | 12.7896 | 3.1974
4 | 145 | 12.7152 | 3.1788
4 | 146 | 10.8622 | 2.7156
4 | 147 | 12.4714 | 3.1179
4 | 148 | 12.4188 | 3.1047
4 | 149 | 11.5075 | 2.8769
4 | 150 | 12.6561 | 3.164
4 | 151 | 11.2791 | 2.8198
4 | 152 | 11.6288 | 2.9072
4 | 153 | 11.8793 | 2.9698
4 | 154 | 10.4782 | 2.6195
4 | 155 | 11.9878 | 2.997
4 | 156 | 13.3067 | 3.3267
4 | 157 | 11.9707 | 2.9927
4 | 158 | 11.9689 | 2.9922
4 | 159 | 12.8942 | 3.2235
4 | 160 | 12.8782 | 3.2195
4 | 161 | 14.5389 | 3.6347
4 | 162 | 11.5714 | 2.8928
4 | 163 | 12.4002 | 3.1001
4 | 164 | 14.5414 | 3.6354
4 | 165 | 15.0809 | 3.7702
4 | 166 | 15.9138 | 3.9785
4 | 167 | 18.7952 | 4.6988
4 | 168 | 18.3058 | 4.5764
4 | 169 | 19.9459 | 4.9865
4 | 170 | 18.2237 | 4.5559
4 | 171 | 19.2817 | 4.8204
4 | 172 | 18.5963 | 4.6491
4 | 173 | 19.2298 | 4.8074
4 | 174 | 20.6475 | 5.1619
4 | 175 | 21.1977 | 5.2994
4 | 176 | 20.4505 | 5.1126
4 | 177 | 17.7301 | 4.4325
4 | 178 | 18.7006 | 4.6752
4 | 179 | 19.1244 | 4.7811
4 | 180 | 18.5736 | 4.6434
4 | 181 | 16.6506 | 4.1626
4 | 182 | 15.0627 | 3.7657
4 | 183 | 13.191 | 3.2977
4 | 184 | 14.4078 | 3.602
4 | 185 | 15.6836 | 3.9209
4 | 186 | 12.767 | 3.1918
4 | 187 | 13.7116 | 3.4279
4 | 188 | 11.5939 | 2.8985
4 | 189 | 11.0984 | 2.7746
4 | 190 | 10.3267 | 2.5817
4 | 191 | 8.0458 | 2.0114
4 | 192 | 8.0475 | 2.0119
4 | 193 | 4.2082 | 1.052
4 | 194 | 4.5866 | 1.1466
4 | 195 | 3.8746 | 0.96866
4 | 196 | 3.465 | 0.86625
4 | 197 | 3.7987 | 0.94968
4 | 198 | 3.4652 | 0.8663
4 | 199 | 3.0753 | 0.76883
4 | 200 | 3.4086 | 0.85215
4 | 201 | 4.854 | 1.2135
4 | 202 | 4.0678 | 1.0169
4 | 203 | 2.6075 | 0.65188
4 | 204 | 2.2354 | 0.55884
4 | 205 | 1.981 | 0.49526
4 | 206 | 3.258 | 0.81449
4 | 207 | 2.0948 | 0.52371
4 | 208 | 1.7199 | 0.42997
4 | 209 | 2.6599 | 0.66497
4 | 210 | 2.5528 | 0.63819
4 | 211 | 4.4794 | 1.1199
4 | 212 | 2.1077 | 0.52694
4 | 213 | 3.2439 | 0.81098
4 | 214 | 3.6029 | 0.90072
4 | 215 | 4.9987 | 1.2497
4 | 216 | 4.1678 | 1.0419
4 | 217 | 4.6005 | 1.1501
4 | 218 | 5.0053 | 1.2513
4 | 219 | 6.2973 | 1.5743
4 | 220 | 6.4298 | 1.6074
4 | 221 | 6.4149 | 1.6037
4 | 222 | 8.9227 | 2.2307
4 | 223 | 8.7916 | 2.1979
4 | 224 | 10.1739 | 2.5435
4 | 225 | 10.5331 | 2.6333
4 | 226 | 10.0048 | 2.5012
4 | 227 | 11.2993 | 2.8248
4 | 228 | 9.4482 | 2.362
4 | 229 | 10.6429 | 2.6607
4 | 230 | 9.0543 | 2.2636
4 | 231 | 9.1777 | 2.2944
4 | 232 | 8.804 | 2.201
4 | 233 | 8.4269 | 2.1067
4 | 234 | 8.6085 | 2.1521
4 | 235 | 7.2957 | 1.8239
4 | 236 | 7.6095 | 1.9024
4 | 237 | 6.9464 | 1.7366
4 | 238 | 6.5902 | 1.6475
4 | 239 | 4.9701 | 1.2425
4 | 240 | 5.1227 | 1.2807
4 | 241 | 5.649 | 1.4123
4 | 242 | 8.132 | 2.033
4 | 243 | 6.1533 | 1.5383
4 | 244 | 6.9059 | 1.7265
4 | 245 | 7.7708 | 1.9427
4 | 246 | 6.9405 | 1.7351
4 | 247 | 6.2246 | 1.5561
4 | 248 | 6.7977 | 1.6994
4 | 249 | 7.1087 | 1.7772
4 | 250 | 6.9193 | 1.7298
4 | 251 | 6.0122 | 1.503
4 | 252 | 8.0738 | 2.0185
4 | 253 | 6.3512 | 1.5878
4 | 254 | 6.567 | 1.6418
4 | 255 | 7.6117 | 1.9029
4 | 256 | 7.1589 | 1.7897
4 | 257 | 6.9687 | 1.7422
4 | 258 | 7.3716 | 1.8429
4 | 259 | 8.2154 | 2.0539
4 | 260 | 6.9763 | 1.7441
4 | 261 | 7.7951 | 1.9488
4 | 262 | 7.2761 | 1.819
4 | 263 | 8.7257 | 2.1814
4 | 264 | 9.3498 | 2.3375
4 | 265 | 9.1194 | 2.2799
4 | 266 | 10.4489 | 2.6122
4 | 267 | 11.1096 | 2.7774
4 | 268 | 13.5588 | 3.3897
4 | 269 | 12.8393 | 3.2098
4 | 270 | 12.2656 | 3.0664
4 | 271 | 12.7653 | 3.1913
4 | 272 | 13.2423 | 3.3106
4 | 273 | 12.0336 | 3.0084
4 | 274 | 12.117 | 3.0293
4 | 275 | 12.1784 | 3.0446
4 | 276 | 13.468 | 3.367
4 | 277 | 11.0568 | 2.7642
4 | 278 | 10.5622 | 2.6405
4 | 279 | 11.6542 | 2.9136
4 | 280 | 9.7577 | 2.4394
4 | 281 | 10.2437 | 2.5609
4 | 282 | 8.4605 | 2.1151
4 | 283 | 8.446 | 2.1115
4 | 284 | 8.768 | 2.192
4 | 285 | 8.889 | 2.2223
4 | 286 | 6.6488 | 1.6622
4 | 287 | 5.5981 | 1.3995
4 | 288 | 7.8857 | 1.9714
4 | 289 | 13.382 | 3.3455
4 | 290 | 10.7862 | 2.6966
4 | 291 | 9.8497 | 2.4624
4 | 292 | 10.1056 | 2.5264
4 | 293 | 10.8432 | 2.7108
4 | 294 | 7.9727 | 1.9932
4 | 295 | 8.5242 | 2.131
4 | 296 | 9.3877 | 2.3469
4 | 297 | 8.391 | 2.0978
4 | 298 | 8.1941 | 2.0485
4 | 299 | 6.7255 | 1.6814
4 | 300 | 7.6195 | 1.9049
4 | 301 | 7.7452 | 1.9363
4 | 302 | 5.0755 | 1.2689
4 | 303 | 7.539 | 1.8847
4 | 304 | 8.9242 | 2.231
4 | 305 | 7.0285 | 1.7571
4 | 306 | 10.2473 | 2.5618
4 | 307 | 7.62 | 1.905
4 | 308 | 7.1094 | 1.7773
4 | 309 | 7.7793 | 1.9448
4 | 310 | 9.8898 | 2.4724
4 | 311 | 11.7805 | 2.9451
4 | 312 | 13.9789 | 3.4947
4 | 313 | 13.4149 | 3.3537
4 | 314 | 16.5765 | 4.1441
4 | 315 | 16.672 | 4.168
4 | 316 | 16.9484 | 4.2371
4 | 317 | 20.2444 | 5.0611
4 | 318 | 21.2572 | 5.3143
4 | 319 | 24.7753 | 6.1938
4 | 320 | 26.0946 | 6.5236
4 | 321 | 25.3579 | 6.3395
4 | 322 | 25.8378 | 6.4595
4 | 323 | 24.1474 | 6.0369
4 | 324 | 23.3313 | 5.8328
4 | 325 | 23.0786 | 5.7697
4 | 326 | 23.5397 | 5.8849
4 | 327 | 20.4622 | 5.1155
4 | 328 | 20.4167 | 5.1042
4 | 329 | 20.083 | 5.0207
4 | 330 | 17.0594 | 4.2649
4 | 331 | 17.1847 | 4.2962
4 | 332 | 17.5249 | 4.3812
4 | 333 | 17.9903 | 4.4976
4 | 334 | 13.942 | 3.4855
4 | 335 | 14.9017 | 3.7254
4 | 336 | 14.4514 | 3.6128
4 | 337 | 17.0328 | 4.2582
4 | 338 | 17.1908 | 4.2977
4 | 339 | 19.7207 | 4.9302
4 | 340 | 20.867 | 5.2168
4 | 341 | 16.3777 | 4.0944
4 | 342 | 18.6772 | 4.6693
4 | 343 | 19.4951 | 4.8738
4 | 344 | 17.3688 | 4.3422
4 | 345 | 18.9978 | 4.7495
4 | 346 | 18.7267 | 4.6817
4 | 347 | 16.583 | 4.1457
4 | 348 | 18.5973 | 4.6493
4 | 349 | 17.0593 | 4.2648
4 | 350 | 16.6305 | 4.1576
4 | 351 | 18.2437 | 4.5609
4 | 352 | 16.998 | 4.2495
4 | 353 | 15.9465 | 3.9866
4 | 354 | 19.0398 | 4.7599
4 | 355 | 18.6428 | 4.6607
4 | 356 | 18.705 | 4.6762
4 | 357 | 18.9581 | 4.7395
4 | 358 | 20.2564 | 5.0641
4 | 359 | 22.1768 | 5.5442
4 | 360 | 24.9438 | 6.2359
4 | 361 | 27.3922 | 6.8481
4 | 362 | 30.542 | 7.6355
4 | 363 | 30.162 | 7.5405
4 | 364 | 30.2492 | 7.5623
4 | 365 | 31.7242 | 7.931
4 | 366 | 30.8716 | 7.7179
4 | 367 | 32.1393 | 8.0348
4 | 368 | 32.5992 | 8.1498
4 | 369 | 30.9736 | 7.7434
4 | 370 | 31.2282 | 7.8071
4 | 371 | 29.9078 | 7.477
4 | 372 | 27.3502 | 6.8375
4 | 373 | 27.6416 | 6.9104
4 | 374 | 27.2045 | 6.8011
4 | 375 | 24.5008 | 6.1252
4 | 376 | 21.5656 | 5.3914
4 | 377 | 23.3053 | 5.8263
4 | 378 | 22.3516 | 5.5879
4 | 379 | 20.0611 | 5.0153
4 | 380 | 19.4415 | 4.8604
4 | 381 | 18.0011 | 4.5003
4 | 382 | 18.5241 | 4.631
4 | 383 | 15.4678 | 3.867
4 | 384 | 15.2267 | 3.8067
5 | 1 | 12.5296 | 3.1324
5 | 2 | 11.7042 | 2.926
5 | 3 | 11.6024 | 2.9006
5 | 4 | 10.484 | 2.621
5 | 5 | 10.0387 | 2.5097
5 | 6 | 9.5165 | 2.3791
5 | 7 | 9.1635 | 2.2909
5 | 8 | 10.0191 | 2.5048
5 | 9 | 8.8271 | 2.2068
5 | 10 | 9.96 | 2.49
5 | 11 | 7.9913 | 1.9978
5 | 12 | 10.0668 | 2.5167
5 | 13 | 8.67 | 2.1675
5 | 14 | 10.0324 | 2.5081
5 | 15 | 9.7404 | 2.4351
5 | 16 | 9.7887 | 2.4472
5 | 17 | 8.9147 | 2.2287
5 | 18 | 9.9352 | 2.4838
5 | 19 | 11.515 | 2.8788
5 | 20 | 8.5535 | 2.1384
5 | 21 | 10.5845 | 2.6461
5 | 22 | 11.8063 | 2.9516
5 | 23 | 12.6153 | 3.1538
5 | 24 | 12.3706 | 3.0927
5 | 25 | 15.8389 | 3.9597
5 | 26 | 16.8143 | 4.2036
5 | 27 | 20.1689 | 5.0422
5 | 28 | 22.3868 | 5.5967
5 | 29 | 24.1213 | 6.0303
5 | 30 | 24.9835 | 6.2459
5 | 31 | 28.2399 | 7.06
5 | 32 | 28.3155 | 7.0789
5 | 33 | 27.4242 | 6.8561
5 | 34 | 27.8545 | 6.9636
5 | 35 | 27.4336 | 6.8584
5 | 36 | 26.5955 | 6.6489
5 | 37 | 24.2012 | 6.0503
5 | 38 | 24.649 | 6.1623
5 | 39 | 23.682 | 5.9205
5 | 40 | 23.4336 | 5.8584
5 | 41 | 21.9005 | 5.4751
5 | 42 | 20.3927 | 5.0982
5 | 43 | 18.5604 | 4.6401
5 | 44 | 17.2622 | 4.3156
5 | 45 | 17.6485 | 4.4121
5 | 46 | 16.7662 | 4.1916
5 | 47 | 17.0482 | 4.2621
5 | 48 | 18.2211 | 4.5553
5 | 49 | 18.3995 | 4.5999
5 | 50 | 19.5953 | 4.8988
5 | 51 | 20.4788 | 5.1197
5 | 52 | 20.8269 | 5.2067
5 | 53 | 18.8212 | 4.7053
5 | 54 | 19.4418 | 4.8605
5 | 55 | 20.3368 | 5.0842
5 | 56 | 19.4588 | 4.8647
5 | 57 | 19.8449 | 4.9612
5 | 58 | 19.6689 | 4.9172
5 | 59 | 19.219 | 4.8047
5 | 60 | 19.7347 | 4.9337
5 | 61 | 19.0223 | 4.7556
5 | 62 | 19.3045 | 4.8261
5 | 63 | 19.1795 | 4.7949
5 | 64 | 19.9255 | 4.9814
5 | 65 | 19.3854 | 4.8463
5 | 66 | 20.6115 | 5.1529
5 | 67 | 21.0289 | 5.2572
5 | 68 | 19.5648 | 4.8912
5 | 69 | 20.7688 | 5.1922
5 | 70 | 23.595 | 5.8987
5 | 71 | 23.2194 | 5.8049
5 | 72 | 28.694 | 7.1735
5 | 73 | 30.6827 | 7.6707
5 | 74 | 30.0783 | 7.5196
5 | 75 | 33.3954 | 8.3488
5 | 76 | 32.9665 | 8.2416
5 | 77 | 34.7102 | 8.6775
5 | 78 | 33.9896 | 8.4974
5 | 79 | 34.818 | 8.7045
5 | 80 | 34.7273 | 8.6818
5 | 81 | 34.7841 | 8.696
5 | 82 | 32.7299 | 8.1825
5 | 83 | 34.3847 | 8.5962
5 | 84 | 30.4111 | 7.6028
5 | 85 | 31.0027 | 7.7507
5 | 86 | 28.9584 | 7.2396
5 | 87 | 27.2812 | 6.8203
5 | 88 | 25.4126 | 6.3532
5 | 89 | 25.6404 | 6.4101
5 | 90 | 24.2669 | 6.0667
5 | 91 | 23.2407 | 5.8102
5 | 92 | 21.4712 | 5.3678
5 | 93 | 21.3412 | 5.3353
5 | 94 | 19.9617 | 4.9904
5 | 95 | 18.5625 | 4.6406
5 | 96 | 16.9187 | 4.2297
5 | 97 | 6.3715 | 1.5929
5 | 98 | 5.7986 | 1.4496
5 | 99 | 5.8449 | 1.4612
5 | 100 | 6.2689 | 1.5672
5 | 101 | 4.9367 | 1.2342
5 | 102 | 5.3347 | 1.3337
5 | 103 | 4.8063 | 1.2016
5 | 104 | 4.1735 | 1.0434
5 | 105 | 4.1961 | 1.049
5 | 106 | 3.6693 | 0.91731
5 | 107 | 5.1166 | 1.2791
5 | 108 | 3.597 | 0.89926
5 | 109 | 3.5901 | 0.89753
5 | 110 | 4.6818 | 1.1704
5 | 111 | 4.7585 | 1.1896
5 | 112 | 3.9838 | 0.99595
5 | 113 | 3.9362 | 0.98404
5 | 114 | 4.2065 | 1.0516
5 | 115 | 4.2746 | 1.0686
5 | 116 | 4.0973 | 1.0243
5 | 117 | 5.6454 | 1.4114
5 | 118 | 5.7765 | 1.4441
5 | 119 | 6.8208 | 1.7052
5 | 120 | 7.6953 | 1.9238
5 | 121 | 7.7241 | 1.931
5 | 122 | 9.0263 | 2.2566
5 | 123 | 10.7758 | 2.6939
5 | 124 | 10.9397 | 2.7349
5 | 125 | 12.14 | 3.035
5 | 126 | 12.8538 | 3.2135
5 | 127 | 13.6439 | 3.411
5 | 128 | 15.2002 | 3.8
5 | 129 | 15.0536 | 3.7634
5 | 130 | 14.9167 | 3.7292
5 | 131 | 15.0333 | 3.7583
5 | 132 | 13.6569 | 3.4142
5 | 133 | 12.1216 | 3.0304
5 | 134 | 12.8957 | 3.2239
5 | 135 | 11.8047 | 2.9512
5 | 136 | 11.3861 | 2.8465
5 | 137 | 10.8197 | 2.7049
5 | 138 | 10.7348 | 2.6837
5 | 139 | 10.4106 | 2.6027
5 | 140 | 9.056 | 2.264
5 | 141 | 9.0765 | 2.2691
5 | 142 | 8.8839 | 2.221
5 | 143 | 8.854 | 2.2135
5 | 144 | 9.7393 | 2.4348
5 | 145 | 10.4716 | 2.6179
5 | 146 | 10.5556 | 2.6389
5 | 147 | 9.8366 | 2.4592
5 | 148 | 10.9199 | 2.73
5 | 149 | 10.328 | 2.582
5 | 150 | 10.8396 | 2.7099
5 | 151 | 10.0603 | 2.5151
5 | 152 | 9.6026 | 2.4007
5 | 153 | 9.9446 | 2.4861
5 | 154 | 11.5037 | 2.8759
5 | 155 | 10.1106 | 2.5276
5 | 156 | 10.3038 | 2.576
5 | 157 | 8.7818 | 2.1955
5 | 158 | 10.5833 | 2.6458
5 | 159 | 9.4223 | 2.3556
5 | 160 | 10.2481 | 2.562
5 | 161 | 9.123 | 2.2807
5 | 162 | 9.7815 | 2.4454
5 | 163 | 10.4153 | 2.6038
5 | 164 | 12.0758 | 3.019
5 | 165 | 11.4735 | 2.8684
5 | 166 | 12.3914 | 3.0979
5 | 167 | 14.9807 | 3.7452
5 | 168 | 15.4037 | 3.8509
5 | 169 | 15.5359 | 3.884
5 | 170 | 17.5063 | 4.3766
5 | 171 | 17.3026 | 4.3256
5 | 172 | 17.4498 | 4.3624
5 | 173 | 18.4559 | 4.614
5 | 174 | 18.4352 | 4.6088
5 | 175 | 18.9558 | 4.7389
5 | 176 | 17.3299 | 4.3325
5 | 177 | 18.504 | 4.626
5 | 178 | 17.2544 | 4.3136
5 | 179 | 17.7177 | 4.4294
5 | 180 | 16.4801 | 4.12
5 | 181 | 14.5371 | 3.6343
5 | 182 | 15.3679 | 3.842
5 | 183 | 15.4367 | 3.8592
5 | 184 | 12.9395 | 3.2349
5 | 185 | 11.5928 | 2.8982
5 | 186 | 12.476 | 3.119
5 | 187 | 12.0799 | 3.02
5 | 188 | 12.7388 | 3.1847
5 | 189 | 9.7973 | 2.4493
5 | 190 | 9.8419 | 2.4605
5 | 191 | 8.7206 | 2.1801
5 | 192 | 8.6918 | 2.1729
5 | 193 | 3.5929 | 0.89822
5 | 194 | 2.6155 | 0.65389
5 | 195 | 3.4808 | 0.87019
5 | 196 | 2.0057 | 0.50142
5 | 197 | 2.4369 | 0.60923
5 | 198 | 2.9631 | 0.74076
5 | 199 | 2.6826 | 0.67065
5 | 200 | 1.9754 | 0.49384
5 | 201 | 4.0063 | 1.0016
5 | 202 | 3.2009 | 0.80022
5 | 203 | 2.1241 | 0.53102
5 | 204 | 3.6066 | 0.90165
5 | 205 | 2.859 | 0.71476
5 | 206 | 3.7639 | 0.94097
5 | 207 | 3.3011 | 0.82528
5 | 208 | 4.1268 | 1.0317
5 | 209 | 4.2131 | 1.0533
5 | 210 | 5.0171 | 1.2543
5 | 211 | 4.8513 | 1.2128
5 | 212 | 4.8896 | 1.2224
5 | 213 | 4.4117 | 1.1029
5 | 214 | 5.4042 | 1.3511
5 | 215 | 6.6462 | 1.6615
5 | 216 | 8.3825 | 2.0956
5 | 217 | 8.3248 | 2.0812
5 | 218 | 10.6701 | 2.6675
5 | 219 | 10.2009 | 2.5502
5 | 220 | 10.707 | 2.6767
5 | 221 | 9.8875 | 2.4719
5 | 222 | 11.6078 | 2.9019
5 | 223 | 9.7527 | 2.4382
5 | 224 | 8.7723 | 2.1931
5 | 225 | 8.9939 | 2.2485
5 | 226 | 9.3257 | 2.3314
5 | 227 | 10.3385 | 2.5846
5 | 228 | 7.8886 | 1.9722
5 | 229 | 9.6754 | 2.4189
5 | 230 | 6.3223 | 1.5806
5 | 231 | 7.0489 | 1.7622
5 | 232 | 6.6768 | 1.6692
5 | 233 | 5.7429 | 1.4357
5 | 234 | 6.1301 | 1.5325
5 | 235 | 6.734 | 1.6835
5 | 236 | 7.6892 | 1.9223
5 | 237 | 8.3125 | 2.0781
5 | 238 | 9.1513 | 2.2878
5 | 239 | 7.3984 | 1.8496
5 | 240 | 6.9849 | 1.7462
5 | 241 | 7.8902 | 1.9725
5 | 242 | 6.8023 | 1.7006
5 | 243 | 6.8069 | 1.7017
5 | 244 | 7.5524 | 1.8881
5 | 245 | 7.8649 | 1.9662
5 | 246 | 8.2042 | 2.0511
5 | 247 | 5.9529 | 1.4882
5 | 248 | 7.509 | 1.8773
5 | 249 | 7.9491 | 1.9873
5 | 250 | 6.9163 | 1.7291
5 | 251 | 6.5269 | 1.6317
5 | 252 | 7.1715 | 1.7929
5 | 253 | 7.3953 | 1.8488
5 | 254 | 8.9407 | 2.2352
5 | 255 | 8.3299 | 2.0825
5 | 256 | 8.5127 | 2.1282
5 | 257 | 7.9491 | 1.9873
5 | 258 | 8.0158 | 2.0039
5 | 259 | 8.8507 | 2.2127
5 | 260 | 10.1146 | 2.5286
5 | 261 | 12.0835 | 3.0209
5 | 262 | 12.4848 | 3.1212
5 | 263 | 12.5354 | 3.1338
5 | 264 | 13.7482 | 3.4371
5 | 265 | 12.6831 | 3.1708
5 | 266 | 13.4396 | 3.3599
5 | 267 | 13.8709 | 3.4677
5 | 268 | 12.889 | 3.2222
5 | 269 | 13.5704 | 3.3926
5 | 270 | 12.4217 | 3.1054
5 | 271 | 13.1354 | 3.2838
5 | 272 | 11.5369 | 2.8842
5 | 273 | 11.7566 | 2.9392
5 | 274 | 10.1743 | 2.5436
5 | 275 | 10.8777 | 2.7194
5 | 276 | 8.8177 | 2.2044
5 | 277 | 9.1426 | 2.2857
5 | 278 | 8.3109 | 2.0777
5 | 279 | 7.656 | 1.914
5 | 280 | 8.0106 | 2.0026
5 | 281 | 8.4562 | 2.114
5 | 282 | 6.1813 | 1.5453
5 | 283 | 7.1908 | 1.7977
5 | 284 | 6.0512 | 1.5128
5 | 285 | 6.3682 | 1.592
5 | 286 | 4.1318 | 1.033
5 | 287 | 4.7139 | 1.1785
5 | 288 | 3.4745 | 0.86863
5 | 289 | 5.7904 | 1.4476
5 | 290 | 3.7925 | 0.94813
5 | 291 | 4.8661 | 1.2165
5 | 292 | 3.5761 | 0.89402
5 | 293 | 3.3234 | 0.83084
5 | 294 | 4.0167 | 1.0042
5 | 295 | 3.5257 | 0.88143
5 | 296 | 3.1483 | 0.78707
5 | 297 | 2.5649 | 0.64122
5 | 298 | 2.5989 | 0.64973
5 | 299 | 3.3654 | 0.84135
5 | 300 | 2.4919 | 0.62298
5 | 301 | 2.796 | 0.69901
5 | 302 | 3.0661 | 0.76653
5 | 303 | 2.9828 | 0.7457
5 | 304 | 3.8243 | 0.95606
5 | 305 | 4.7017 | 1.1754
5 | 306 | 4.5977 | 1.1494
5 | 307 | 4.1071 | 1.0268
5 | 308 | 5.3831 | 1.3458
5 | 309 | 7.5936 | 1.8984
5 | 310 | 8.1195 | 2.0299
5 | 311 | 9.7172 | 2.4293
5 | 312 | 10.2745 | 2.5686
5 | 313 | 12.6248 | 3.1562
5 | 314 | 14.7667 | 3.6917
5 | 315 | 16.4367 | 4.1092
5 | 316 | 18.6842 | 4.671
5 | 317 | 21.0609 | 5.2652
5 | 318 | 20.9475 | 5.2369
5 | 319 | 21.4468 | 5.3617
5 | 320 | 21.7766 | 5.4442
5 | 321 | 20.393 | 5.0983
5 | 322 | 19.9436 | 4.9859
5 | 323 | 19.0975 | 4.7744
5 | 324 | 17.9623 | 4.4906
5 | 325 | 17.1106 | 4.2776
5 | 326 | 16.2306 | 4.0576
5 | 327 | 14.3834 | 3.5958
5 | 328 | 13.939 | 3.4847
5 | 329 | 12.6368 | 3.1592
5 | 330 | 12.3884 | 3.0971
5 | 331 | 11.6151 | 2.9038
5 | 332 | 11.2115 | 2.8029
5 | 333 | 11.5363 | 2.8841
5 | 334 | 11.8156 | 2.9539
5 | 335 | 12.0927 | 3.0232
5 | 336 | 13.9708 | 3.4927
5 | 337 | 13.4304 | 3.3576
5 | 338 | 13.6554 | 3.4139
5 | 339 | 13.6225 | 3.4056
5 | 340 | 13.0452 | 3.2613
5 | 341 | 12.9288 | 3.2322
5 | 342 | 14.1195 | 3.5299
5 | 343 | 13.5505 | 3.3876
5 | 344 | 13.0209 | 3.2552
5 | 345 | 12.9814 | 3.2453
5 | 346 | 13.7299 | 3.4325
5 | 347 | 13.4519 | 3.363
5 | 348 | 13.8878 | 3.4719
5 | 349 | 12.8451 | 3.2113
5 | 350 | 13.1165 | 3.2791
5 | 351 | 13.8552 | 3.4638
5 | 352 | 14.3323 | 3.5831
5 | 353 | 13.6896 | 3.4224
5 | 354 | 14.5025 | 3.6256
5 | 355 | 15.3013 | 3.8253
5 | 356 | 16.6669 | 4.1667
5 | 357 | 18.0058 | 4.5014
5 | 358 | 20.4008 | 5.1002
5 | 359 | 23.4395 | 5.8599
5 | 360 | 24.863 | 6.2157
5 | 361 | 25.7439 | 6.436
5 | 362 | 25.7803 | 6.4451
5 | 363 | 27.3685 | 6.8421
5 | 364 | 27.4813 | 6.8703
5 | 365 | 27.4177 | 6.8544
5 | 366 | 27.2256 | 6.8064
5 | 367 | 27.4495 | 6.8624
5 | 368 | 26.0503 | 6.5126
5 | 369 | 24.8757 | 6.2189
5 | 370 | 24.5912 | 6.1478
5 | 371 | 23.6171 | 5.9043
5 | 372 | 22.4313 | 5.6078
5 | 373 | 21.1136 | 5.2784
5 | 374 | 20.1179 | 5.0295
5 | 375 | 18.7055 | 4.6764
5 | 376 | 16.8024 | 4.2006
5 | 377 | 16.2736 | 4.0684
5 | 378 | 15.4031 | 3.8508
5 | 379 | 14.4249 | 3.6062
5 | 380 | 13.4904 | 3.3726
5 | 381 | 11.687 | 2.9218
5 | 382 | 9.8563 | 2.4641
5 | 383 | 6.766 | 1.6915
5 | 384 | 6.5371 | 1.6343
6 | 1 | 11.8051 | 2.9513
6 | 2 | 11.6723 | 2.9181
6 | 3 | 11.3571 | 2.8393
6 | 4 | 12.8864 | 3.2216
6 | 5 | 10.2017 | 2.5504
6 | 6 | 12.0197 | 3.0049
6 | 7 | 11.3496 | 2.8374
6 | 8 | 10.8012 | 2.7003
6 | 9 | 11.1171 | 2.7793
6 | 10 | 11.4629 | 2.8657
6 | 11 | 12.7166 | 3.1791
6 | 12 | 10.7419 | 2.6855
6 | 13 | 10.9105 | 2.7276
6 | 14 | 11.5651 | 2.8913
6 | 15 | 10.6627 | 2.6657
6 | 16 | 11.1793 | 2.7948
6 | 17 | 13.5131 | 3.3783
6 | 18 | 12.3035 | 3.0759
6 | 19 | 16.3979 | 4.0995
6 | 20 | 16.2675 | 4.0669
6 | 21 | 18.0653 | 4.5163
6 | 22 | 20.0092 | 5.0023
6 | 23 | 20.8565 | 5.2141
6 | 24 | 22.0101 | 5.5025
6 | 25 | 24.5487 | 6.1372
6 | 26 | 27.2999 | 6.825
6 | 27 | 28.6672 | 7.1668
6 | 28 | 30.9528 | 7.7382
6 | 29 | 28.8619 | 7.2155
6 | 30 | 29.7468 | 7.4367
6 | 31 | 29.8905 | 7.4726
6 | 32 | 27.8624 | 6.9656
6 | 33 | 27.7071 | 6.9268
6 | 34 | 26.259 | 6.5647
6 | 35 | 24.8179 | 6.2045
6 | 36 | 24.397 | 6.0993
6 | 37 | 23.1843 | 5.7961
6 | 38 | 22.9182 | 5.7295
6 | 39 | 19.5948 | 4.8987
6 | 40 | 20.8848 | 5.2212
6 | 41 | 19.3977 | 4.8494
6 | 42 | 20.9552 | 5.2388
6 | 43 | 20.0776 | 5.0194
6 | 44 | 19.3226 | 4.8307
6 | 45 | 20.1328 | 5.0332
6 | 46 | 22.2949 | 5.5737
6 | 47 | 22.5584 | 5.6396
6 | 48 | 22.8841 | 5.721
6 | 49 | 21.314 | 5.3285
6 | 50 | 22.6657 | 5.6664
6 | 51 | 21.2248 | 5.3062
6 | 52 | 21.2514 | 5.3128
6 | 53 | 22.071 | 5.5178
6 | 54 | 21.9485 | 5.4871
6 | 55 | 20.8697 | 5.2174
6 | 56 | 22.1009 | 5.5252
6 | 57 | 23.1671 | 5.7918
6 | 58 | 21.2949 | 5.3237
6 | 59 | 20.7297 | 5.1824
6 | 60 | 21.6921 | 5.423
6 | 61 | 22.1608 | 5.5402
6 | 62 | 21.3325 | 5.3331
6 | 63 | 22.8566 | 5.7142
6 | 64 | 20.956 | 5.239
6 | 65 | 22.8073 | 5.7018
6 | 66 | 25.573 | 6.3932
6 | 67 | 26.2026 | 6.5506
6 | 68 | 28.7324 | 7.1831
6 | 69 | 29.5469 | 7.3867
6 | 70 | 32.7689 | 8.1922
6 | 71 | 33.704 | 8.426
6 | 72 | 36.579 | 9.1447
6 | 73 | 34.1614 | 8.5403
6 | 74 | 36.3664 | 9.0916
6 | 75 | 35.7958 | 8.9489
6 | 76 | 36.2876 | 9.0719
6 | 77 | 36.182 | 9.0455
6 | 78 | 33.5355 | 8.3839
6 | 79 | 33.7376 | 8.4344
6 | 80 | 32.214 | 8.0535
6 | 81 | 32.7163 | 8.1791
6 | 82 | 31.9293 | 7.9823
6 | 83 | 28.958 | 7.2395
6 | 84 | 26.9762 | 6.744
6 | 85 | 26.8456 | 6.7114
6 | 86 | 27.0377 | 6.7594
6 | 87 | 23.5995 | 5.8999
6 | 88 | 23.8835 | 5.9709
6 | 89 | 22.2828 | 5.5707
6 | 90 | 20.4429 | 5.1107
6 | 91 | 20.3216 | 5.0804
6 | 92 | 16.7933 | 4.1983
6 | 93 | 14.2464 | 3.5616
6 | 94 | 14.0074 | 3.5018
6 | 95 | 13.1724 | 3.2931
6 | 96 | 12.8761 | 3.219
6 | 97 | 4.9391 | 1.2348
6 | 98 | 6.482 | 1.6205
6 | 99 | 2.8221 | 0.70551
6 | 100 | 4.4371 | 1.1093
6 | 101 | 4.2216 | 1.0554
6 | 102 | 5.8361 | 1.459
6 | 103 | 4.0268 | 1.0067
6 | 104 | 5.2111 | 1.3028
6 | 105 | 3.3066 | 0.82664
6 | 106 | 3.7324 | 0.93309
6 | 107 | 4.2442 | 1.0611
6 | 108 | 4.0877 | 1.0219
6 | 109 | 4.6682 | 1.1671
6 | 110 | 3.0599 | 0.76498
6 | 111 | 4.8439 | 1.211
6 | 112 | 5.0447 | 1.2612
6 | 113 | 4.0259 | 1.0065
6 | 114 | 4.7905 | 1.1976
6 | 115 | 4.9817 | 1.2454
6 | 116 | 5.6642 | 1.416
6 | 117 | 5.5457 | 1.3864
6 | 118 | 7.2474 | 1.8119
6 | 119 | 6.9744 | 1.7436
6 | 120 | 7.8835 | 1.9709
6 | 121 | 9.0003 | 2.2501
6 | 122 | 9.8996 | 2.4749
6 | 123 | 11.4646 | 2.8662
6 | 124 | 11.3219 | 2.8305
6 | 125 | 14.4572 | 3.6143
6 | 126 | 14.396 | 3.599
6 | 127 | 14.1582 | 3.5396
6 | 128 | 15.3817 | 3.8454
6 | 129 | 14.6663 | 3.6666
6 | 130 | 14.5896 | 3.6474
6 | 131 | 13.8414 | 3.4603
6 | 132 | 14.3579 | 3.5895
6 | 133 | 12.4524 | 3.1131
6 | 134 | 14.023 | 3.5058
6 | 135 | 11.5234 | 2.8809
6 | 136 | 11.0352 | 2.7588
6 | 137 | 10.5868 | 2.6467
6 | 138 | 10.4824 | 2.6206
6 | 139 | 9.4848 | 2.3712
6 | 140 | 10.2531 | 2.5633
6 | 141 | 8.0832 | 2.0208
6 | 142 | 9.702 | 2.4255
6 | 143 | 9.5017 | 2.3754
6 | 144 | 9.7614 | 2.4404
6 | 145 | 10.745 | 2.6862
6 | 146 | 11.0964 | 2.7741
6 | 147 | 9.6952 | 2.4238
6 | 148 | 8.9784 | 2.2446
6 | 149 | 9.4617 | 2.3654
6 | 150 | 9.9994 | 2.4998
6 | 151 | 10.6569 | 2.6642
6 | 152 | 10.0391 | 2.5098
6 | 153 | 10.8271 | 2.7068
6 | 154 | 10.2273 | 2.5568
6 | 155 | 11.5287 | 2.8822
6 | 156 | 10.123 | 2.5307
6 | 157 | 9.5343 | 2.3836
6 | 158 | 10.4291 | 2.6073
6 | 159 | 9.3596 | 2.3399
6 | 160 | 9.3696 | 2.3424
6 | 161 | 10.6657 | 2.6664
6 | 162 | 8.9083 | 2.2271
6 | 163 | 10.9401 | 2.735
6 | 164 | 11.3347 | 2.8337
6 | 165 | 11.7318 | 2.933
6 | 166 | 13.2626 | 3.3157
6 | 167 | 14.8263 | 3.7066
6 | 168 | 15.6644 | 3.9161
6 | 169 | 17.2324 | 4.3081
6 | 170 | 17.4707 | 4.3677
6 | 171 | 18.4774 | 4.6193
6 | 172 | 18.3985 | 4.5996
6 | 173 | 19.5128 | 4.8782
6 | 174 | 18.8447 | 4.7112
6 | 175 | 18.1539 | 4.5385
6 | 176 | 17.8638 | 4.4659
6 | 177 | 18.7527 | 4.6882
6 | 178 | 16.616 | 4.154
6 | 179 | 16.7395 | 4.1849
6 | 180 | 16.3527 | 4.0882
6 | 181 | 14.6764 | 3.6691
6 | 182 | 15.0354 | 3.7589
6 | 183 | 13.3187 | 3.3297
6 | 184 | 13.944 | 3.486
6 | 185 | 12.7487 | 3.1872
6 | 186 | 11.3711 | 2.8428
6 | 187 | 12.0529 | 3.0132
6 | 188 | 10.48 | 2.62
6 | 189 | 10.0795 | 2.5199
6 | 190 | 9.9027 | 2.4757
6 | 191 | 8.487 | 2.1217
6 | 192 | 5.6528 | 1.4132
6 | 193 | 8.5172 | 2.1293
6 | 194 | 6.7859 | 1.6965
6 | 195 | 10.4249 | 2.6062
6 | 196 | 5.9994 | 1.4998
6 | 197 | 6.4874 | 1.6219
6 | 198 | 6.2298 | 1.5574
6 | 199 | 6.6732 | 1.6683
6 | 200 | 7.1331 | 1.7833
6 | 201 | 7.284 | 1.821
6 | 202 | 7.1355 | 1.7839
6 | 203 | 7.302 | 1.8255
6 | 204 | 6.812 | 1.703
6 | 205 | 6.7976 | 1.6994
6 | 206 | 6.1291 | 1.5323
6 | 207 | 5.255 | 1.3137
6 | 208 | 5.7701 | 1.4425
6 | 209 | 5.1561 | 1.289
6 | 210 | 4.6879 | 1.172
6 | 211 | 6.4955 | 1.6239
6 | 212 | 5.0391 | 1.2598
6 | 213 | 8.0391 | 2.0098
6 | 214 | 7.412 | 1.853
6 | 215 | 8.6862 | 2.1715
6 | 216 | 8.0198 | 2.0049
6 | 217 | 8.2779 | 2.0695
6 | 218 | 9.3071 | 2.3268
6 | 219 | 10.703 | 2.6758
6 | 220 | 10.9327 | 2.7332
6 | 221 | 13.0191 | 3.2548
6 | 222 | 12.3727 | 3.0932
6 | 223 | 12.3428 | 3.0857
6 | 224 | 14.2586 | 3.5647
6 | 225 | 12.9243 | 3.2311
6 | 226 | 15.6519 | 3.913
6 | 227 | 13.7896 | 3.4474
6 | 228 | 13.3035 | 3.3259
6 | 229 | 14.5701 | 3.6425
6 | 230 | 13.8052 | 3.4513
6 | 231 | 13.5606 | 3.3902
6 | 232 | 12.1827 | 3.0457
6 | 233 | 12.1513 | 3.0378
6 | 234 | 12.2695 | 3.0674
6 | 235 | 10.2429 | 2.5607
6 | 236 | 10.223 | 2.5557
6 | 237 | 9.1891 | 2.2973
6 | 238 | 7.9159 | 1.979
6 | 239 | 8.6774 | 2.1693
6 | 240 | 10.138 | 2.5345
6 | 241 | 10.8279 | 2.707
6 | 242 | 11.2062 | 2.8015
6 | 243 | 10.966 | 2.7415
6 | 244 | 10.5255 | 2.6314
6 | 245 | 9.6526 | 2.4132
6 | 246 | 10.7157 | 2.6789
6 | 247 | 10.655 | 2.6637
6 | 248 | 9.0003 | 2.2501
6 | 249 | 10.1488 | 2.5372
6 | 250 | 9.7863 | 2.4466
6 | 251 | 9.8766 | 2.4691
6 | 252 | 9.3174 | 2.3294
6 | 253 | 11.5001 | 2.875
6 | 254 | 9.3298 | 2.3324
6 | 255 | 9.7382 | 2.4345
6 | 256 | 8.6826 | 2.1706
6 | 257 | 8.9783 | 2.2446
6 | 258 | 11.2308 | 2.8077
6 | 259 | 11.1826 | 2.7957
6 | 260 | 12.4872 | 3.1218
6 | 261 | 11.0178 | 2.7544
6 | 262 | 9.9649 | 2.4912
6 | 263 | 14.7186 | 3.6796
6 | 264 | 13.3179 | 3.3295
6 | 265 | 13.7808 | 3.4452
6 | 266 | 15.7313 | 3.9328
6 | 267 | 14.3534 | 3.5883
6 | 268 | 15.3601 | 3.84
6 | 269 | 16.6414 | 4.1604
6 | 270 | 14.519 | 3.6297
6 | 271 | 19.1833 | 4.7958
6 | 272 | 14.7177 | 3.6794
6 | 273 | 16.8086 | 4.2022
6 | 274 | 16.8847 | 4.2212
6 | 275 | 15.3782 | 3.8445
6 | 276 | 15.279 | 3.8198
6 | 277 | 14.1877 | 3.5469
6 | 278 | 13.4768 | 3.3692
6 | 279 | 14.3728 | 3.5932
6 | 280 | 13.598 | 3.3995
6 | 281 | 13.6326 | 3.4081
6 | 282 | 13.4006 | 3.3501
6 | 283 | 13.73 | 3.4325
6 | 284 | 10.5591 | 2.6398
6 | 285 | 10.2612 | 2.5653
6 | 286 | 10.6133 | 2.6533
6 | 287 | 8.2175 | 2.0544
6 | 288 | 9.9421 | 2.4855
6 | 289 | 11.7168 | 2.9292
6 | 290 | 10.2322 | 2.5581
6 | 291 | 10.0911 | 2.5228
6 | 292 | 8.3641 | 2.091
6 | 293 | 10.5762 | 2.644
6 | 294 | 8.9764 | 2.2441
6 | 295 | 8.2988 | 2.0747
6 | 296 | 8.4996 | 2.1249
6 | 297 | 9.1643 | 2.2911
6 | 298 | 9.7143 | 2.4286
6 | 299 | 9.9873 | 2.4968
6 | 300 | 9.7687 | 2.4422
6 | 301 | 9.0424 | 2.2606
6 | 302 | 8.4189 | 2.1047
6 | 303 | 10.307 | 2.5768
6 | 304 | 11.5489 | 2.8872
6 | 305 | 10.231 | 2.5577
6 | 306 | 10.7428 | 2.6857
6 | 307 | 13.3418 | 3.3355
6 | 308 | 13.5338 | 3.3834
6 | 309 | 13.5114 | 3.3779
6 | 310 | 16.862 | 4.2155
6 | 311 | 19.4396 | 4.8599
6 | 312 | 20.2634 | 5.0658
6 | 313 | 23.1689 | 5.7922
6 | 314 | 25.1686 | 6.2921
6 | 315 | 24.9578 | 6.2394
6 | 316 | 26.9561 | 6.739
6 | 317 | 27.4719 | 6.868
6 | 318 | 27.2861 | 6.8215
6 | 319 | 27.687 | 6.9217
6 | 320 | 25.9897 | 6.4974
6 | 321 | 24.9988 | 6.2497
6 | 322 | 25.5034 | 6.3759
6 | 323 | 23.7213 | 5.9303
6 | 324 | 21.7832 | 5.4458
6 | 325 | 21.9783 | 5.4946
6 | 326 | 20.096 | 5.024
6 | 327 | 18.8349 | 4.7087
6 | 328 | 18.0683 | 4.5171
6 | 329 | 17.5271 | 4.3818
6 | 330 | 15.5246 | 3.8812
6 | 331 | 19.0022 | 4.7506
6 | 332 | 16.4604 | 4.1151
6 | 333 | 17.6868 | 4.4217
6 | 334 | 19.6176 | 4.9044
6 | 335 | 19.7636 | 4.9409
6 | 336 | 18.6238 | 4.656
6 | 337 | 18.6985 | 4.6746
6 | 338 | 19.9282 | 4.9821
6 | 339 | 18.6029 | 4.6507
6 | 340 | 20.1922 | 5.0481
6 | 341 | 19.3972 | 4.8493
6 | 342 | 18.8305 | 4.7076
6 | 343 | 19.713 | 4.9283
6 | 344 | 18.4592 | 4.6148
6 | 345 | 19.0756 | 4.7689
6 | 346 | 20.2657 | 5.0664
6 | 347 | 19.0132 | 4.7533
6 | 348 | 19.3883 | 4.8471
6 | 349 | 19.3343 | 4.8336
6 | 350 | 19.7887 | 4.9472
6 | 351 | 19.5219 | 4.8805
6 | 352 | 20.2045 | 5.0511
6 | 353 | 20.8964 | 5.2241
6 | 354 | 20.6367 | 5.1592
6 | 355 | 25.0747 | 6.2687
6 | 356 | 25.5059 | 6.3765
6 | 357 | 27.986 | 6.9965
6 | 358 | 31.9278 | 7.9819
6 | 359 | 32.691 | 8.1727
6 | 360 | 32.4947 | 8.1237
6 | 361 | 32.5625 | 8.1406
6 | 362 | 32.4377 | 8.1094
6 | 363 | 34.9427 | 8.7357
6 | 364 | 34.8228 | 8.7057
6 | 365 | 34.795 | 8.6988
6 | 366 | 31.8899 | 7.9725
6 | 367 | 30.8274 | 7.7069
6 | 368 | 31.7224 | 7.9306
6 | 369 | 30.1442 | 7.536
6 | 370 | 26.8173 | 6.7043
6 | 371 | 27.0924 | 6.7731
6 | 372 | 25.4275 | 6.3569
6 | 373 | 23.9377 | 5.9844
6 | 374 | 22.9781 | 5.7445
6 | 375 | 22.9333 | 5.7333
6 | 376 | 21.3122 | 5.3281
6 | 377 | 18.9081 | 4.727
6 | 378 | 20.3115 | 5.0779
6 | 379 | 18.1201 | 4.53
6 | 380 | 15.1259 | 3.7815
6 | 381 | 13.8356 | 3.4589
6 | 382 | 11.5244 | 2.8811
6 | 383 | 13.0348 | 3.2587
6 | 384 | 11.1522 | 2.788
7 | 1 | 8.2018 | 2.0505
7 | 2 | 6.5872 | 1.6468
7 | 3 | 6.5261 | 1.6315
7 | 4 | 5.0006 | 1.2502
7 | 5 | 5.977 | 1.4942
7 | 6 | 5.926 | 1.4815
7 | 7 | 3.4164 | 0.85411
7 | 8 | 5.0655 | 1.2664
7 | 9 | 4.3728 | 1.0932
7 | 10 | 5.0641 | 1.266
7 | 11 | 4.6667 | 1.1667
7 | 12 | 4.4475 | 1.1119
7 | 13 | 3.8572 | 0.96431
7 | 14 | 2.7803 | 0.69507
7 | 15 | 4.2187 | 1.0547
7 | 16 | 4.4975 | 1.1244
7 | 17 | 4.821 | 1.2053
7 | 18 | 5.9908 | 1.4977
7 | 19 | 5.0874 | 1.2719
7 | 20 | 5.0073 | 1.2518
7 | 21 | 6.3861 | 1.5965
7 | 22 | 7.4867 | 1.8717
7 | 23 | 7.9673 | 1.9918
7 | 24 | 9.8174 | 2.4544
7 | 25 | 10.4365 | 2.6091
7 | 26 | 12.8509 | 3.2127
7 | 27 | 15.3932 | 3.8483
7 | 28 | 15.4367 | 3.8592
7 | 29 | 17.7247 | 4.4312
7 | 30 | 20.8478 | 5.2119
7 | 31 | 22.8056 | 5.7014
7 | 32 | 22.692 | 5.673
7 | 33 | 23.836 | 5.959
7 | 34 | 22.7994 | 5.6999
7 | 35 | 22.1204 | 5.5301
7 | 36 | 23.3707 | 5.8427
7 | 37 | 21.5005 | 5.3751
7 | 38 | 19.8714 | 4.9678
7 | 39 | 18.2127 | 4.5532
7 | 40 | 18.325 | 4.5813
7 | 41 | 16.3728 | 4.0932
7 | 42 | 15.0805 | 3.7701
7 | 43 | 14.8128 | 3.7032
7 | 44 | 13.3082 | 3.3271
7 | 45 | 14.4179 | 3.6045
7 | 46 | 11.6036 | 2.9009
7 | 47 | 11.6656 | 2.9164
7 | 48 | 12.1038 | 3.0259
7 | 49 | 13.6461 | 3.4115
7 | 50 | 15.1247 | 3.7812
7 | 51 | 15.803 | 3.9507
7 | 52 | 15.3773 | 3.8443
7 | 53 | 15.3456 | 3.8364
7 | 54 | 16.6214 | 4.1553
7 | 55 | 15.1988 | 3.7997
7 | 56 | 15.3568 | 3.8392
7 | 57 | 15.5557 | 3.8889
7 | 58 | 15.9644 | 3.9911
7 | 59 | 14.6834 | 3.6708
7 | 60 | 16.6107 | 4.1527
7 | 61 | 15.0587 | 3.7647
7 | 62 | 13.9763 | 3.4941
7 | 63 | 13.4962 | 3.374
7 | 64 | 14.6563 | 3.6641
7 | 65 | 16.1132 | 4.0283
7 | 66 | 16.5553 | 4.1388
7 | 67 | 17.2923 | 4.3231
7 | 68 | 16.1248 | 4.0312
7 | 69 | 16.0104 | 4.0026
7 | 70 | 16.7329 | 4.1832
7 | 71 | 20.6705 | 5.1676
7 | 72 | 22.817 | 5.7043
7 | 73 | 24.7635 | 6.1909
7 | 74 | 27.8226 | 6.9557
7 | 75 | 27.7918 | 6.948
7 | 76 | 27.7329 | 6.9332
7 | 77 | 28.0483 | 7.0121
7 | 78 | 29.1933 | 7.2983
7 | 79 | 29.4899 | 7.3725
7 | 80 | 28.6288 | 7.1572
7 | 81 | 29.0145 | 7.2536
7 | 82 | 29.4267 | 7.3567
7 | 83 | 27.4412 | 6.8603
7 | 84 | 26.5882 | 6.6471
7 | 85 | 24.9894 | 6.2474
7 | 86 | 23.9328 | 5.9832
7 | 87 | 22.6016 | 5.6504
7 | 88 | 21.9738 | 5.4934
7 | 89 | 19.2865 | 4.8216
7 | 90 | 19.1616 | 4.7904
7 | 91 | 18.3195 | 4.5799
7 | 92 | 16.9457 | 4.2364
7 | 93 | 15.835 | 3.9588
7 | 94 | 13.9806 | 3.4952
7 | 95 | 13.6587 | 3.4147
7 | 96 | 11.8971 | 2.9743
7 | 97 | 2.7599 | 0.68997
7 | 98 | 1.9616 | 0.49041
7 | 99 | 2.1021 | 0.52552
7 | 100 | 0.77462 | 0.19366
7 | 101 | 0.84541 | 0.21135
7 | 102 | 1.139 | 0.28475
7 | 103 | 1.0015 | 0.25038
7 | 104 | 0.26631 | 0.066578
7 | 105 | 0.60897 | 0.15224
7 | 106 | 0.60431 | 0.15108
7 | 107 | 0.018381 | 0.0045953
7 | 108 | 0.92747 | 0.23187
7 | 109 | 0.62398 | 0.15599
7 | 110 | 0.42264 | 0.10566
7 | 111 | 0.161 | 0.04025
7 | 112 | 0.2577 | 0.064426
7 | 113 | 0.60958 | 0.1524
7 | 114 | 0.41744 | 0.10436
7 | 115 | 1.0215 | 0.25538
7 | 116 | 1.2852 | 0.32131
7 | 117 | 1.2025 | 0.30063
7 | 118 | 1.8349 | 0.45873
7 | 119 | 2.9734 | 0.74336
7 | 120 | 3.1895 | 0.79737
7 | 121 | 3.9044 | 0.9761
7 | 122 | 5.5558 | 1.3889
7 | 123 | 5.9008 | 1.4752
7 | 124 | 7.0247 | 1.7562
7 | 125 | 7.9872 | 1.9968
7 | 126 | 9.5674 | 2.3919
7 | 127 | 10.6955 | 2.6739
7 | 128 | 11.3367 | 2.8342
7 | 129 | 10.3394 | 2.5849
7 | 130 | 10.7595 | 2.6899
7 | 131 | 10.7914 | 2.6979
7 | 132 | 10.8003 | 2.7001
7 | 133 | 10.2972 | 2.5743
7 | 134 | 9.262 | 2.3155
7 | 135 | 8.6391 | 2.1598
7 | 136 | 7.7818 | 1.9454
7 | 137 | 7.5685 | 1.8921
7 | 138 | 6.8538 | 1.7134
7 | 139 | 5.7432 | 1.4358
7 | 140 | 5.4983 | 1.3746
7 | 141 | 5.455 | 1.3638
7 | 142 | 4.9243 | 1.2311
7 | 143 | 5.5456 | 1.3864
7 | 144 | 4.573 | 1.1432
7 | 145 | 5.794 | 1.4485
7 | 146 | 6.7839 | 1.696
7 | 147 | 6.7714 | 1.6929
7 | 148 | 6.1436 | 1.5359
7 | 149 | 6.0812 | 1.5203
7 | 150 | 6.327 | 1.5818
7 | 151 | 6.4056 | 1.6014
7 | 152 | 6.0681 | 1.517
7 | 153 | 6.2372 | 1.5593
7 | 154 | 6.3159 | 1.579
7 | 155 | 7.0193 | 1.7548
7 | 156 | 6.1301 | 1.5325
7 | 157 | 6.3255 | 1.5814
7 | 158 | 6.3776 | 1.5944
7 | 159 | 6.0712 | 1.5178
7 | 160 | 6.695 | 1.6738
7 | 161 | 6.6237 | 1.6559
7 | 162 | 6.7534 | 1.6884
7 | 163 | 6.7829 | 1.6957
7 | 164 | 6.9917 | 1.7479
7 | 165 | 7.1478 | 1.7869
7 | 166 | 7.6112 | 1.9028
7 | 167 | 9.2502 | 2.3125
7 | 168 | 10.8878 | 2.7219
7 | 169 | 12.1912 | 3.0478
7 | 170 | 13.5988 | 3.3997
7 | 171 | 13.4168 | 3.3542
7 | 172 | 13.8106 | 3.4527
7 | 173 | 14.6143 | 3.6536
7 | 174 | 15.123 | 3.7807
7 | 175 | 15.0513 | 3.7628
7 | 176 | 14.6974 | 3.6743
7 | 177 | 14.2335 | 3.5584
7 | 178 | 14.1046 | 3.5262
7 | 179 | 13.3321 | 3.333
7 | 180 | 12.1857 | 3.0464
7 | 181 | 12.744 | 3.186
7 | 182 | 11.967 | 2.9918
7 | 183 | 10.9914 | 2.7479
7 | 184 | 9.8724 | 2.4681
7 | 185 | 9.2886 | 2.3221
7 | 186 | 8.3456 | 2.0864
7 | 187 | 8.5316 | 2.1329
7 | 188 | 8.1309 | 2.0327
7 | 189 | 6.8219 | 1.7055
7 | 190 | 6.7771 | 1.6943
7 | 191 | 6.0953 | 1.5238
7 | 192 | 4.4654 | 1.1163
7 | 193 | 6.5848 | 1.6462
7 | 194 | 7.9438 | 1.9859
7 | 195 | 7.3167 | 1.8292
7 | 196 | 4.8396 | 1.2099
7 | 197 | 4.9738 | 1.2434
7 | 198 | 6.5173 | 1.6293
7 | 199 | 5.1309 | 1.2827
7 | 200 | 5.3872 | 1.3468
7 | 201 | 5.0802 | 1.27
7 | 202 | 5.3365 | 1.3341
7 | 203 | 7.0016 | 1.7504
7 | 204 | 5.3094 | 1.3274
7 | 205 | 5.2983 | 1.3246
7 | 206 | 5.1793 | 1.2948
7 | 207 | 5.5473 | 1.3868
7 | 208 | 4.2621 | 1.0655
7 | 209 | 6.7821 | 1.6955
7 | 210 | 6.042 | 1.5105
7 | 211 | 6.7983 | 1.6996
7 | 212 | 8.431 | 2.1077
7 | 213 | 7.2477 | 1.8119
7 | 214 | 8.7005 | 2.1751
7 | 215 | 7.1835 | 1.7959
7 | 216 | 9.2513 | 2.3128
7 | 217 | 10.3549 | 2.5887
7 | 218 | 10.8842 | 2.7211
7 | 219 | 11.823 | 2.9557
7 | 220 | 11.6602 | 2.915
7 | 221 | 13.5796 | 3.3949
7 | 222 | 12.6958 | 3.174
7 | 223 | 11.8729 | 2.9682
7 | 224 | 12.5007 | 3.1252
7 | 225 | 14.374 | 3.5935
7 | 226 | 13.1148 | 3.2787
7 | 227 | 12.1881 | 3.047
7 | 228 | 11.1695 | 2.7924
7 | 229 | 10.0412 | 2.5103
7 | 230 | 8.5028 | 2.1257
7 | 231 | 9.983 | 2.4957
7 | 232 | 10.0511 | 2.5128
7 | 233 | 8.5482 | 2.1371
7 | 234 | 8.8026 | 2.2006
7 | 235 | 8.2796 | 2.0699
7 | 236 | 9.6638 | 2.4159
7 | 237 | 10.0608 | 2.5152
7 | 238 | 9.5765 | 2.3941
7 | 239 | 9.1995 | 2.2999
7 | 240 | 9.9943 | 2.4986
7 | 241 | 10.6771 | 2.6693
7 | 242 | 10.0074 | 2.5018
7 | 243 | 10.0388 | 2.5097
7 | 244 | 10.6826 | 2.6707
7 | 245 | 10.1762 | 2.544
7 | 246 | 9.8457 | 2.4614
7 | 247 | 9.5718 | 2.393
7 | 248 | 10.691 | 2.6728
7 | 249 | 11.2227 | 2.8057
7 | 250 | 8.8413 | 2.2103
7 | 251 | 9.1203 | 2.2801
7 | 252 | 11.488 | 2.872
7 | 253 | 9.804 | 2.451
7 | 254 | 9.2924 | 2.3231
7 | 255 | 10.595 | 2.6487
7 | 256 | 9.6524 | 2.4131
7 | 257 | 8.8369 | 2.2092
7 | 258 | 9.4023 | 2.3506
7 | 259 | 10.7548 | 2.6887
7 | 260 | 11.3454 | 2.8363
7 | 261 | 12.4171 | 3.1043
7 | 262 | 13.3168 | 3.3292
7 | 263 | 13.8127 | 3.4532
7 | 264 | 14.6225 | 3.6556
7 | 265 | 16.2931 | 4.0733
7 | 266 | 16.0961 | 4.024
7 | 267 | 15.3093 | 3.8273
7 | 268 | 13.584 | 3.396
7 | 269 | 15.5536 | 3.8884
7 | 270 | 16.0064 | 4.0016
7 | 271 | 15.8747 | 3.9687
7 | 272 | 13.4739 | 3.3685
7 | 273 | 16.0986 | 4.0246
7 | 274 | 14.7691 | 3.6923
7 | 275 | 14.1357 | 3.5339
7 | 276 | 12.7287 | 3.1822
7 | 277 | 11.7669 | 2.9417
7 | 278 | 11.9064 | 2.9766
7 | 279 | 11.7147 | 2.9287
7 | 280 | 11.3063 | 2.8266
7 | 281 | 12.4118 | 3.103
7 | 282 | 9.4569 | 2.3642
7 | 283 | 9.3712 | 2.3428
7 | 284 | 10.9343 | 2.7336
7 | 285 | 8.9084 | 2.2271
7 | 286 | 5.001 | 1.2502
7 | 287 | 6.2656 | 1.5664
7 | 288 | 7.5529 | 1.8882
7 | 289 | 8.5125 | 2.1281
7 | 290 | 9.2467 | 2.3117
7 | 291 | 9.394 | 2.3485
7 | 292 | 6.9067 | 1.7267
7 | 293 | 8.5062 | 2.1266
7 | 294 | 8.0413 | 2.0103
7 | 295 | 8.3199 | 2.08
7 | 296 | 7.8282 | 1.9571
7 | 297 | 7.8922 | 1.9731
7 | 298 | 7.6712 | 1.9178
7 | 299 | 7.1144 | 1.7786
7 | 300 | 6.9148 | 1.7287
7 | 301 | 7.0177 | 1.7544
7 | 302 | 7.3039 | 1.826
7 | 303 | 6.3576 | 1.5894
7 | 304 | 7.8144 | 1.9536
7 | 305 | 8.9122 | 2.228
7 | 306 | 7.3033 | 1.8258
7 | 307 | 8.0694 | 2.0173
7 | 308 | 9.7688 | 2.4422
7 | 309 | 11.7801 | 2.945
7 | 310 | 10.8229 | 2.7057
7 | 311 | 13.3137 | 3.3284
7 | 312 | 15.6343 | 3.9086
7 | 313 | 17.5648 | 4.3912
7 | 314 | 17.0141 | 4.2535
7 | 315 | 20.178 | 5.0445
7 | 316 | 22.0511 | 5.5128
7 | 317 | 26.1338 | 6.5334
7 | 318 | 25.7355 | 6.4339
7 | 319 | 24.9204 | 6.2301
7 | 320 | 25.0673 | 6.2668
7 | 321 | 25.3084 | 6.3271
7 | 322 | 24.2108 | 6.0527
7 | 323 | 24.152 | 6.038
7 | 324 | 23.1101 | 5.7775
7 | 325 | 21.5277 | 5.3819
7 | 326 | 20.5033 | 5.1258
7 | 327 | 19.8165 | 4.9541
7 | 328 | 20.0446 | 5.0112
7 | 329 | 17.0748 | 4.2687
7 | 330 | 15.1752 | 3.7938
7 | 331 | 15.9796 | 3.9949
7 | 332 | 14.4391 | 3.6098
7 | 333 | 14.5616 | 3.6404
7 | 334 | 15.7242 | 3.931
7 | 335 | 17.6667 | 4.4167
7 | 336 | 18.237 | 4.5592
7 | 337 | 18.5886 | 4.6471
7 | 338 | 16.8221 | 4.2055
7 | 339 | 17.3985 | 4.3496
7 | 340 | 16.4705 | 4.1176
7 | 341 | 19.0363 | 4.7591
7 | 342 | 17.665 | 4.4163
7 | 343 | 16.5168 | 4.1292
7 | 344 | 18.2976 | 4.5744
7 | 345 | 18.1489 | 4.5372
7 | 346 | 18.2287 | 4.5572
7 | 347 | 19.0014 | 4.7503
7 | 348 | 15.6842 | 3.921
7 | 349 | 17.1649 | 4.2912
7 | 350 | 18.5844 | 4.6461
7 | 351 | 16.9321 | 4.233
7 | 352 | 18.6667 | 4.6667
7 | 353 | 19.8316 | 4.9579
7 | 354 | 18.0803 | 4.5201
7 | 355 | 17.794 | 4.4485
7 | 356 | 19.7478 | 4.9369
7 | 357 | 22.487 | 5.6217
7 | 358 | 25.3366 | 6.3342
7 | 359 | 27.2518 | 6.813
7 | 360 | 29.7888 | 7.4472
7 | 361 | 28.9888 | 7.2472
7 | 362 | 31.8501 | 7.9625
7 | 363 | 29.7557 | 7.4389
7 | 364 | 31.5049 | 7.8762
7 | 365 | 30.5743 | 7.6436
7 | 366 | 31.0972 | 7.7743
7 | 367 | 30.8881 | 7.722
7 | 368 | 30.965 | 7.7413
7 | 369 | 29.8267 | 7.4567
7 | 370 | 28.7574 | 7.1893
7 | 371 | 27.6926 | 6.9231
7 | 372 | 26.188 | 6.547
7 | 373 | 24.3364 | 6.0841
7 | 374 | 23.2577 | 5.8144
7 | 375 | 21.9452 | 5.4863
7 | 376 | 20.9728 | 5.2432
7 | 377 | 20.8115 | 5.2029
7 | 378 | 20.1297 | 5.0324
7 | 379 | 18.183 | 4.5458
7 | 380 | 17.4766 | 4.3692
7 | 381 | 16.1413 | 4.0353
7 | 382 | 15.3453 | 3.8363
7 | 383 | 10.7572 | 2.6893
7 | 384 | 9.4612 | 2.3653

## gas_demand
vertex | time_period | demand
1 | 1 | 0
1 | 2 | 0
1 | 3 | 0
1 | 4 | 0
1 | 5 | 0
1 | 6 | 0
1 | 7 | 0
1 | 8 | 0
1 | 9 | 0
1 | 10 | 0
1 | 11 | 0
1 | 12 | 0
1 | 13 | 0
1 | 14 | 0
1 | 15 | 0
1 | 16 | 0
1 | 17 | 0
1 | 18 | 0
1 | 19 | 0
1 | 20 | 0
1 | 21 | 0
1 | 22 | 0
1 | 23 | 0
1 | 24 | 0
1 | 25 | 0
1 | 26 | 0
1 | 27 | 0
1 | 28 | 0
1 | 29 | 0
1 | 30 | 0
1 | 31 | 0
1 | 32 | 0
1 | 33 | 0
1 | 34 | 0
1 | 35 | 0
1 | 36 | 0
1 | 37 | 0
1 | 38 | 0
1 | 39 | 0
1 | 40 | 0
1 | 41 | 0
1 | 42 | 0
1 | 43 | 0
1 | 44 | 0
1 | 45 | 0
1 | 46 | 0
1 | 47 | 0
1 | 48 | 0
1 | 49 | 0
1 | 50 | 0
1 | 51 | 0
1 | 52 | 0
1 | 53 | 0
1 | 54 | 0
1 | 55 | 0
1 | 56 | 0
1 | 57 | 0
1 | 58 | 0
1 | 59 | 0
1 | 60 | 0
1 | 61 | 0
1 | 62 | 0
1 | 63 | 0
1 | 64 | 0
1 | 65 | 0
1 | 66 | 0
1 | 67 | 0
1 | 68 | 0
1 | 69 | 0
1 | 70 | 0
1 | 71 | 0
1 | 72 | 0
1 | 73 | 0
1 | 74 | 0
1 | 75 | 0
1 | 76 | 0
1 | 77 | 0
1 | 78 | 0
1 | 79 | 0
1 | 80 | 0
1 | 81 | 0
1 | 82 | 0
1 | 83 | 0
1 | 84 | 0
1 | 85 | 0
1 | 86 | 0
1 | 87 | 0
1 | 88 | 0
1 | 89 | 0
1 | 90 | 0
1 | 91 | 0
1 | 92 | 0
1 | 93 | 0
1 | 94 | 0
1 | 95 | 0
1 | 96 | 0
1 | 97 | 0
1 | 98 | 0
1 | 99 | 0
1 | 100 | 0
1 | 101 | 0
1 | 102 | 0
1 | 103 | 0
1 | 104 | 0
1 | 105 | 0
1 | 106 | 0
1 | 107 | 0
1 | 108 | 0
1 | 109 | 0
1 | 110 | 0
1 | 111 | 0
1 | 112 | 0
1 | 113 | 0
1 | 114 | 0
1 | 115 | 0
1 | 116 | 0
1 | 117 | 0
1 | 118 | 0
1 | 119 | 0
1 | 120 | 0
1 | 121 | 0
1 | 122 | 0
1 | 123 | 0
1 | 124 | 0
1 | 125 | 0
1 | 126 | 0
1 | 127 | 0
1 | 128 | 0
1 | 129 | 0
1 | 130 | 0
1 | 131 | 0
1 | 132 | 0
1 | 133 | 0
1 | 134 | 0
1 | 135 | 0
1 | 136 | 0
1 | 137 | 0
1 | 138 | 0
1 | 139 | 0
1 | 140 | 0
1 | 141 | 0
1 | 142 | 0
1 | 143 | 0
1 | 144 | 0
1 | 145 | 0
1 | 146 | 0
1 | 147 | 0
1 | 148 | 0
1 | 149 | 0
1 | 150 | 0
1 | 151 | 0
1 | 152 | 0
1 | 153 | 0
1 | 154 | 0
1 | 155 | 0
1 | 156 | 0
1 | 157 | 0
1 | 158 | 0
1 | 159 | 0
1 | 160 | 0
1 | 161 | 0
1 | 162 | 0
1 | 163 | 0
1 | 164 | 0
1 | 165 | 0
1 | 166 | 0
1 | 167 | 0
1 | 168 | 0
1 | 169 | 0
1 | 170 | 0
1 | 171 | 0
1 | 172 | 0
1 | 173 | 0
1 | 174 | 0
1 | 175 | 0
1 | 176 | 0
1 | 177 | 0
1 | 178 | 0
1 | 179 | 0
1 | 180 | 0
1 | 181 | 0
1 | 182 | 0
1 | 183 | 0
1 | 184 | 0
1 | 185 | 0
1 | 186 | 0
1 | 187 | 0
1 | 188 | 0
1 | 189 | 0
1 | 190 | 0
1 | 191 | 0
1 | 192 | 0
1 | 193 | 0
1 | 194 | 0
1 | 195 | 0
1 | 196 | 0
1 | 197 | 0
1 | 198 | 0
1 | 199 | 0
1 | 200 | 0
1 | 201 | 0
1 | 202 | 0
1 | 203 | 0
1 | 204 | 0
1 | 205 | 0
1 | 206 | 0
1 | 207 | 0
1 | 208 | 0
1 | 209 | 0
1 | 210 | 0
1 | 211 | 0
1 | 212 | 0
1 | 213 | 0
1 | 214 | 0
1 | 215 | 0
1 | 216 | 0
1 | 217 | 0
1 | 218 | 0
1 | 219 | 0
1 | 220 | 0
1 | 221 | 0
1 | 222 | 0
1 | 223 | 0
1 | 224 | 0
1 | 225 | 0
1 | 226 | 0
1 | 227 | 0
1 | 228 | 0
1 | 229 | 0
1 | 230 | 0
1 | 231 | 0
1 | 232 | 0
1 | 233 | 0
1 | 234 | 0
1 | 235 | 0
1 | 236 | 0
1 | 237 | 0
1 | 238 | 0
1 | 239 | 0
1 | 240 | 0
1 | 241 | 0
1 | 242 | 0
1 | 243 | 0
1 | 244 | 0
1 | 245 | 0
1 | 246 | 0
1 | 247 | 0
1 | 248 | 0
1 | 249 | 0
1 | 250 | 0
1 | 251 | 0
1 | 252 | 0
1 | 253 | 0
1 | 254 | 0
1 | 255 | 0
1 | 256 | 0
1 | 257 | 0
1 | 258 | 0
1 | 259 | 0
1 | 260 | 0
1 | 261 | 0
1 | 262 | 0
1 | 263 | 0
1 | 264 | 0
1 | 265 | 0
1 | 266 | 0
1 | 267 | 0
1 | 268 | 0
1 | 269 | 0
1 | 270 | 0
1 | 271 | 0
1 | 272 | 0
1 | 273 | 0
1 | 274 | 0
1 | 275 | 0
1 | 276 | 0
1 | 277 | 0
1 | 278 | 0
1 | 279 | 0
1 | 280 | 0
1 | 281 | 0
1 | 282 | 0
1 | 283 | 0
1 | 284 | 0
1 | 285 | 0
1 | 286 | 0
1 | 287 | 0
1 | 288 | 0
1 | 289 | 0
1 | 290 | 0
1 | 291 | 0
1 | 292 | 0
1 | 293 | 0
1 | 294 | 0
1 | 295 | 0
1 | 296 | 0
1 | 297 | 0
1 | 298 | 0
1 | 299 | 0
1 | 300 | 0
1 | 301 | 0
1 | 302 | 0
1 | 303 | 0
1 | 304 | 0
1 | 305 | 0
1 | 306 | 0
1 | 307 | 0
1 | 308 | 0
1 | 309 | 0
1 | 310 | 0
1 | 311 | 0
1 | 312 | 0
1 | 313 | 0
1 | 314 | 0
1 | 315 | 0
1 | 316 | 0
1 | 317 | 0
1 | 318 | 0
1 | 319 | 0
1 | 320 | 0
1 | 321 | 0
1 | 322 | 0
1 | 323 | 0
1 | 324 | 0
1 | 325 | 0
1 | 326 | 0
1 | 327 | 0
1 | 328 | 0
1 | 329 | 0
1 | 330 | 0
1 | 331 | 0
1 | 332 | 0
1 | 333 | 0
1 | 334 | 0
1 | 335 | 0
1 | 336 | 0
1 | 337 | 0
1 | 338 | 0
1 | 339 | 0
1 | 340 | 0
1 | 341 | 0
1 | 342 | 0
1 | 343 | 0
1 | 344 | 0
1 | 345 | 0
1 | 346 | 0
1 | 347 | 0
1 | 348 | 0
1 | 349 | 0
1 | 350 | 0
1 | 351 | 0
1 | 352 | 0
1 | 353 | 0
1 | 354 | 0
1 | 355 | 0
1 | 356 | 0
1 | 357 | 0
1 | 358 | 0
1 | 359 | 0
1 | 360 | 0
1 | 361 | 0
1 | 362 | 0
1 | 363 | 0
1 | 364 | 0
1 | 365 | 0
1 | 366 | 0
1 | 367 | 0
1 | 368 | 0
1 | 369 | 0
1 | 370 | 0
1 | 371 | 0
1 | 372 | 0
1 | 373 | 0
1 | 374 | 0
1 | 375 | 0
1 | 376 | 0
1 | 377 | 0
1 | 378 | 0
1 | 379 | 0
1 | 380 | 0
1 | 381 | 0
1 | 382 | 0
1 | 383 | 0
1 | 384 | 0
2 | 1 | 625.0833
2 | 2 | 530.5836
2 | 3 | 497.9495
2 | 4 | 631.1315
2 | 5 | 565.6359
2 | 6 | 557.5324
2 | 7 | 549.8835
2 | 8 | 566.8716
2 | 9 | 637.2926
2 | 10 | 577.0463
2 | 11 | 496.2061
2 | 12 | 588.2318
2 | 13 | 580.0558
2 | 14 | 507.1447
2 | 15 | 603.7733
2 | 16 | 638.4976
2 | 17 | 730.6834
2 | 18 | 636.8126
2 | 19 | 639.059
2 | 20 | 586.2926
2 | 21 | 527.0338
2 | 22 | 524.8635
2 | 23 | 586.6091
2 | 24 | 592.9737
2 | 25 | 456.7385
2 | 26 | 688.7578
2 | 27 | 653.004
2 | 28 | 614.2137
2 | 29 | 702.618
2 | 30 | 617.8056
2 | 31 | 624.1055
2 | 32 | 573.0891
2 | 33 | 554.6228
2 | 34 | 641.185
2 | 35 | 614.0413
2 | 36 | 478.6039
2 | 37 | 562.2355
2 | 38 | 507.1935
2 | 39 | 540.4773
2 | 40 | 518.7852
2 | 41 | 484.0608
2 | 42 | 558.2103
2 | 43 | 541.0311
2 | 44 | 524.3652
2 | 45 | 527.4008
2 | 46 | 646.1499
2 | 47 | 585.4727
2 | 48 | 535.9955
2 | 49 | 623.0628
2 | 50 | 585.5552
2 | 51 | 577.7275
2 | 52 | 595.0881
2 | 53 | 548.4015
2 | 54 | 543.249
2 | 55 | 538.3636
2 | 56 | 515.9807
2 | 57 | 604.5848
2 | 58 | 559.3164
2 | 59 | 486.7623
2 | 60 | 566.9039
2 | 61 | 578.6486
2 | 62 | 557.9122
2 | 63 | 525.5187
2 | 64 | 539.4434
2 | 65 | 599.8342
2 | 66 | 574.7655
2 | 67 | 493.1672
2 | 68 | 636.2053
2 | 69 | 531.2321
2 | 70 | 539.191
2 | 71 | 553.1181
2 | 72 | 566.4582
2 | 73 | 454.2116
2 | 74 | 614.667
2 | 75 | 595.3921
2 | 76 | 516.2487
2 | 77 | 560.3789
2 | 78 | 691.4548
2 | 79 | 472.7204
2 | 80 | 564.9355
2 | 81 | 520.0456
2 | 82 | 659.2075
2 | 83 | 574.4868
2 | 84 | 560.3047
2 | 85 | 612.8479
2 | 86 | 630.0844
2 | 87 | 571.3524
2 | 88 | 497.1963
2 | 89 | 524.7157
2 | 90 | 562.28
2 | 91 | 452.9761
2 | 92 | 578.1107
2 | 93 | 557.0264
2 | 94 | 548.1838
2 | 95 | 541.5096
2 | 96 | 520.327
2 | 97 | 830.4108
2 | 98 | 713.3431
2 | 99 | 803.1796
2 | 100 | 752.6727
2 | 101 | 745.958
2 | 102 | 705.469
2 | 103 | 806.0534
2 | 104 | 791.7772
2 | 105 | 759.5902
2 | 106 | 731.5169
2 | 107 | 761.6104
2 | 108 | 809.0293
2 | 109 | 797.5949
2 | 110 | 733.2493
2 | 111 | 802.1575
2 | 112 | 744.3664
2 | 113 | 727.2424
2 | 114 | 792.1016
2 | 115 | 757.9022
2 | 116 | 834.1168
2 | 117 | 743.848
2 | 118 | 765.4369
2 | 119 | 808.6935
2 | 120 | 745.0167
2 | 121 | 765.1518
2 | 122 | 759.8476
2 | 123 | 813.4537
2 | 124 | 796.8553
2 | 125 | 600.9463
2 | 126 | 746.1234
2 | 127 | 758.028
2 | 128 | 666.0364
2 | 129 | 807.896
2 | 130 | 769.4277
2 | 131 | 737.1598
2 | 132 | 773.0758
2 | 133 | 778.2075
2 | 134 | 790.8983
2 | 135 | 751.6513
2 | 136 | 798.379
2 | 137 | 758.1562
2 | 138 | 820.0133
2 | 139 | 740.6837
2 | 140 | 759.0691
2 | 141 | 756.7237
2 | 142 | 809.2593
2 | 143 | 749.5452
2 | 144 | 799.8379
2 | 145 | 743.7303
2 | 146 | 852.8526
2 | 147 | 869.4867
2 | 148 | 790.0256
2 | 149 | 811.2339
2 | 150 | 694.7208
2 | 151 | 807.1856
2 | 152 | 846.0232
2 | 153 | 812.5983
2 | 154 | 729.7444
2 | 155 | 745.4453
2 | 156 | 702.2596
2 | 157 | 740.6208
2 | 158 | 827.2896
2 | 159 | 702.0236
2 | 160 | 683.7613
2 | 161 | 866.7843
2 | 162 | 892.0195
2 | 163 | 749.2708
2 | 164 | 782.1661
2 | 165 | 733.847
2 | 166 | 844.7026
2 | 167 | 772.6062
2 | 168 | 757.8785
2 | 169 | 699.9351
2 | 170 | 786.5333
2 | 171 | 801.6165
2 | 172 | 769.2869
2 | 173 | 793.4994
2 | 174 | 771.6709
2 | 175 | 720.5285
2 | 176 | 808.6548
2 | 177 | 777.7189
2 | 178 | 762.872
2 | 179 | 754.0248
2 | 180 | 694.5081
2 | 181 | 731.8467
2 | 182 | 806.8429
2 | 183 | 755.6551
2 | 184 | 791.1929
2 | 185 | 813.3139
2 | 186 | 815.3778
2 | 187 | 790.2758
2 | 188 | 813.4321
2 | 189 | 723.8661
2 | 190 | 728.768
2 | 191 | 806.8622
2 | 192 | 723.0942
2 | 193 | 766.2739
2 | 194 | 656.587
2 | 195 | 633.457
2 | 196 | 602.4864
2 | 197 | 711.567
2 | 198 | 762.0208
2 | 199 | 624.6334
2 | 200 | 669.5426
2 | 201 | 632.4193
2 | 202 | 579.6815
2 | 203 | 821.7337
2 | 204 | 649.6693
2 | 205 | 647.7075
2 | 206 | 689.527
2 | 207 | 590.593
2 | 208 | 646.4563
2 | 209 | 634.7723
2 | 210 | 802.2293
2 | 211 | 639.5742
2 | 212 | 687.3297
2 | 213 | 663.0104
2 | 214 | 812.4356
2 | 215 | 863.0132
2 | 216 | 607.8193
2 | 217 | 885.4633
2 | 218 | 630.5236
2 | 219 | 824.7809
2 | 220 | 763.0143
2 | 221 | 577.3135
2 | 222 | 718.8768
2 | 223 | 697.3548
2 | 224 | 633.5568
2 | 225 | 670.9141
2 | 226 | 691.4959
2 | 227 | 648.0734
2 | 228 | 632.4964
2 | 229 | 840.0393
2 | 230 | 599.5003
2 | 231 | 654.0934
2 | 232 | 814.8986
2 | 233 | 634.3566
2 | 234 | 675.2284
2 | 235 | 741.2293
2 | 236 | 710.7516
2 | 237 | 715.6306
2 | 238 | 659.546
2 | 239 | 712.7946
2 | 240 | 648.7327
2 | 241 | 608.1055
2 | 242 | 639.2989
2 | 243 | 665.3865
2 | 244 | 811.4665
2 | 245 | 706.5307
2 | 246 | 733.2289
2 | 247 | 607.9622
2 | 248 | 778.9516
2 | 249 | 714.5676
2 | 250 | 647.3127
2 | 251 | 639.1855
2 | 252 | 674.8428
2 | 253 | 638.9877
2 | 254 | 572.4483
2 | 255 | 715.2297
2 | 256 | 595.494
2 | 257 | 609.1783
2 | 258 | 714.9871
2 | 259 | 669.9213
2 | 260 | 594.6232
2 | 261 | 709.3706
2 | 262 | 658.1176
2 | 263 | 641.8365
2 | 264 | 785.3786
2 | 265 | 638.2766
2 | 266 | 747.9513
2 | 267 | 638.364
2 | 268 | 665.5312
2 | 269 | 686.2051
2 | 270 | 726.0182
2 | 271 | 625.0372
2 | 272 | 609.3436
2 | 273 | 646.6241
2 | 274 | 681.7227
2 | 275 | 562.4312
2 | 276 | 675.6606
2 | 277 | 699.1855
2 | 278 | 719.5047
2 | 279 | 686.0526
2 | 280 | 828.5884
2 | 281 | 601.5118
2 | 282 | 752.7505
2 | 283 | 702.4893
2 | 284 | 747.9681
2 | 285 | 656.7546
2 | 286 | 794.4579
2 | 287 | 665.6354
2 | 288 | 730.7976
2 | 289 | 535.3791
2 | 290 | 534.0587
2 | 291 | 505.7597
2 | 292 | 632.6621
2 | 293 | 531.7292
2 | 294 | 585.3413
2 | 295 | 502.5485
2 | 296 | 581.1488
2 | 297 | 574.9255
2 | 298 | 513.5789
2 | 299 | 586.7907
2 | 300 | 556.9919
2 | 301 | 557.8997
2 | 302 | 552.9736
2 | 303 | 574.2773
2 | 304 | 489.3497
2 | 305 | 523.5712
2 | 306 | 517.2433
2 | 307 | 572.543
2 | 308 | 542.031
2 | 309 | 598.1304
2 | 310 | 623.8477
2 | 311 | 516.8879
2 | 312 | 519.3175
2 | 313 | 611.7344
2 | 314 | 581.1798
2 | 315 | 569.9845
2 | 316 | 584.0261
2 | 317 | 518.3574
2 | 318 | 544.6873
2 | 319 | 501.0544
2 | 320 | 597.5872
2 | 321 | 557.0137
2 | 322 | 554.771
2 | 323 | 566.6295
2 | 324 | 547.9779
2 | 325 | 533.6001
2 | 326 | 513.669
2 | 327 | 564.306
2 | 328 | 583.5576
2 | 329 | 531.7475
2 | 330 | 565.0877
2 | 331 | 495.3288
2 | 332 | 559.1062
2 | 333 | 593.7899
2 | 334 | 484.7366
2 | 335 | 489.6085
2 | 336 | 571.2614
2 | 337 | 544.1118
2 | 338 | 545.8728
2 | 339 | 578.0865
2 | 340 | 504.7586
2 | 341 | 552.316
2 | 342 | 587.1904
2 | 343 | 636.7726
2 | 344 | 577.167
2 | 345 | 571.8664
2 | 346 | 558.7629
2 | 347 | 509.4994
2 | 348 | 587.8014
2 | 349 | 558.7115
2 | 350 | 571.4305
2 | 351 | 532.5413
2 | 352 | 580.7676
2 | 353 | 621.5291
2 | 354 | 574.3502
2 | 355 | 591.301
2 | 356 | 582.0975
2 | 357 | 606.8672
2 | 358 | 581.4982
2 | 359 | 656.7382
2 | 360 | 540.6779
2 | 361 | 546.333
2 | 362 | 483.8324
2 | 363 | 543.3195
2 | 364 | 489.1809
2 | 365 | 455.4337
2 | 366 | 563.9593
2 | 367 | 512.0039
2 | 368 | 578.1724
2 | 369 | 503.9505
2 | 370 | 516.3927
2 | 371 | 493.7788
2 | 372 | 558.6818
2 | 373 | 619.3188
2 | 374 | 454.0417
2 | 375 | 591.4523
2 | 376 | 511.892
2 | 377 | 639.0085
2 | 378 | 545.2709
2 | 379 | 665.6311
2 | 380 | 508.5557
2 | 381 | 492.7571
2 | 382 | 536.5927
2 | 383 | 536.7797
2 | 384 | 616.9856

## solar_generation
vertex | time_period | scenario | generation
8 | 1 | 1 | 0
8 | 2 | 1 | 0
8 | 3 | 1 | 0
8 | 4 | 1 | 0
8 | 5 | 1 | 0
8 | 6 | 1 | 0
8 | 7 | 1 | 0
8 | 8 | 1 | 0
8 | 9 | 1 | 0
8 | 10 | 1 | 0
8 | 11 | 1 | 0
8 | 12 | 1 | 0
8 | 13 | 1 | 0
8 | 14 | 1 | 0
8 | 15 | 1 | 0
8 | 16 | 1 | 0
8 | 17 | 1 | 0
8 | 18 | 1 | 0
8 | 19 | 1 | 0
8 | 20 | 1 | 0
8 | 21 | 1 | 0
8 | 22 | 1 | 0
8 | 23 | 1 | 0
8 | 24 | 1 | 0
8 | 25 | 1 | 0
8 | 26 | 1 | 0
8 | 27 | 1 | 0
8 | 28 | 1 | 0
8 | 29 | 1 | 0
8 | 30 | 1 | 0
8 | 31 | 1 | 0
8 | 32 | 1 | 0
8 | 33 | 1 | 0
8 | 34 | 1 | 0
8 | 35 | 1 | 0
8 | 36 | 1 | 0
8 | 37 | 1 | 0.011011
8 | 38 | 1 | 0.038909
8 | 39 | 1 | 0.091144
8 | 40 | 1 | 0.077965
8 | 41 | 1 | 0.14865
8 | 42 | 1 | 0.16443
8 | 43 | 1 | 0.23101
8 | 44 | 1 | 0.2628
8 | 45 | 1 | 0.38544
8 | 46 | 1 | 0.18468
8 | 47 | 1 | 0.35337
8 | 48 | 1 | 0.35719
8 | 49 | 1 | 0.37313
8 | 50 | 1 | 0.40532
8 | 51 | 1 | 0.4397
8 | 52 | 1 | 0.32628
8 | 53 | 1 | 0.48091
8 | 54 | 1 | 0.48712
8 | 55 | 1 | 0.43942
8 | 56 | 1 | 0.45669
8 | 57 | 1 | 0.33121
8 | 58 | 1 | 0.31221
8 | 59 | 1 | 0.33977
8 | 60 | 1 | 0.30033
8 | 61 | 1 | 0.32309
8 | 62 | 1 | 0.33485
8 | 63 | 1 | 0.30413
8 | 64 | 1 | 0.19802
8 | 65 | 1 | 0.23954
8 | 66 | 1 | 0.19517
8 | 67 | 1 | 0.16306
8 | 68 | 1 | 0.16489
8 | 69 | 1 | 0.10664
8 | 70 | 1 | 0.090892
8 | 71 | 1 | 0.060146
8 | 72 | 1 | 0.013434
8 | 73 | 1 | 0
8 | 74 | 1 | 0
8 | 75 | 1 | 0
8 | 76 | 1 | 0
8 | 77 | 1 | 0
8 | 78 | 1 | 0
8 | 79 | 1 | 0
8 | 80 | 1 | 0
8 | 81 | 1 | 0
8 | 82 | 1 | 0
8 | 83 | 1 | 0
8 | 84 | 1 | 0
8 | 85 | 1 | 0
8 | 86 | 1 | 0
8 | 87 | 1 | 0
8 | 88 | 1 | 0
8 | 89 | 1 | 0
8 | 90 | 1 | 0
8 | 91 | 1 | 0
8 | 92 | 1 | 0
8 | 93 | 1 | 0
8 | 94 | 1 | 0
8 | 95 | 1 | 0
8 | 96 | 1 | 0
8 | 97 | 1 | 0
8 | 98 | 1 | 0
8 | 99 | 1 | 0
8 | 100 | 1 | 0
8 | 101 | 1 | 0
8 | 102 | 1 | 0
8 | 103 | 1 | 0
8 | 104 | 1 | 0
8 | 105 | 1 | 0
8 | 106 | 1 | 0
8 | 107 | 1 | 0
8 | 108 | 1 | 0
8 | 109 | 1 | 0
8 | 110 | 1 | 0
8 | 111 | 1 | 0
8 | 112 | 1 | 0
8 | 113 | 1 | 0
8 | 114 | 1 | 0
8 | 115 | 1 | 0
8 | 116 | 1 | 0
8 | 117 | 1 | 0
8 | 118 | 1 | 0
8 | 119 | 1 | 0
8 | 120 | 1 | 0
8 | 121 | 1 | 0
8 | 122 | 1 | 0
8 | 123 | 1 | 0
8 | 124 | 1 | 0
8 | 125 | 1 | 0.017397
8 | 126 | 1 | 0.067698
8 | 127 | 1 | 0.11606
8 | 128 | 1 | 0.23126
8 | 129 | 1 | 0.21378
8 | 130 | 1 | 0.17441
8 | 131 | 1 | 0.30376
8 | 132 | 1 | 0.36367
8 | 133 | 1 | 0.39078
8 | 134 | 1 | 0.37005
8 | 135 | 1 | 0.47914
8 | 136 | 1 | 0.37973
8 | 137 | 1 | 0.60439
8 | 138 | 1 | 0.60847
8 | 139 | 1 | 0.69776
8 | 140 | 1 | 0.52262
8 | 141 | 1 | 0.53704
8 | 142 | 1 | 0.54262
8 | 143 | 1 | 0.55092
8 | 144 | 1 | 0.52568
8 | 145 | 1 | 0.66775
8 | 146 | 1 | 0.6806
8 | 147 | 1 | 0.69438
8 | 148 | 1 | 0.67395
8 | 149 | 1 | 0.69228
8 | 150 | 1 | 0.84918
8 | 151 | 1 | 0.65544
8 | 152 | 1 | 0.76579
8 | 153 | 1 | 0.74518
8 | 154 | 1 | 0.93736
8 | 155 | 1 | 0.74769
8 | 156 | 1 | 0.80794
8 | 157 | 1 | 0.6625
8 | 158 | 1 | 0.55846
8 | 159 | 1 | 0.72644
8 | 160 | 1 | 0.68804
8 | 161 | 1 | 0.46319
8 | 162 | 1 | 0.65993
8 | 163 | 1 | 0.45219
8 | 164 | 1 | 0.55301
8 | 165 | 1 | 0.44404
8 | 166 | 1 | 0.45582
8 | 167 | 1 | 0.44966
8 | 168 | 1 | 0.54808
8 | 169 | 1 | 0.3283
8 | 170 | 1 | 0.3328
8 | 171 | 1 | 0.25204
8 | 172 | 1 | 0.24951
8 | 173 | 1 | 0.10453
8 | 174 | 1 | 0.10945
8 | 175 | 1 | 0.075654
8 | 176 | 1 | 0.034962
8 | 177 | 1 | 0
8 | 178 | 1 | 0
8 | 179 | 1 | 0
8 | 180 | 1 | 0
8 | 181 | 1 | 0
8 | 182 | 1 | 0
8 | 183 | 1 | 0
8 | 184 | 1 | 0
8 | 185 | 1 | 0
8 | 186 | 1 | 0
8 | 187 | 1 | 0
8 | 188 | 1 | 0
8 | 189 | 1 | 0
8 | 190 | 1 | 0
8 | 191 | 1 | 0
8 | 192 | 1 | 0
8 | 193 | 1 | 0
8 | 194 | 1 | 0
8 | 195 | 1 | 0
8 | 196 | 1 | 0
8 | 197 | 1 | 0
8 | 198 | 1 | 0
8 | 199 | 1 | 0
8 | 200 | 1 | 0
8 | 201 | 1 | 0
8 | 202 | 1 | 0
8 | 203 | 1 | 0
8 | 204 | 1 | 0
8 | 205 | 1 | 0
8 | 206 | 1 | 0
8 | 207 | 1 | 0
8 | 208 | 1 | 0
8 | 209 | 1 | 0
8 | 210 | 1 | 0
8 | 211 | 1 | 0
8 | 212 | 1 | 0
8 | 213 | 1 | 0
8 | 214 | 1 | 0
8 | 215 | 1 | 0
8 | 216 | 1 | 0
8 | 217 | 1 | 0.025426
8 | 218 | 1 | 0.064379
8 | 219 | 1 | 0.16413
8 | 220 | 1 | 0.20812
8 | 221 | 1 | 0.30507
8 | 222 | 1 | 0.33585
8 | 223 | 1 | 0.31516
8 | 224 | 1 | 0.46917
8 | 225 | 1 | 0.55018
8 | 226 | 1 | 0.41337
8 | 227 | 1 | 0.57574
8 | 228 | 1 | 0.66771
8 | 229 | 1 | 0.65436
8 | 230 | 1 | 0.44731
8 | 231 | 1 | 0.69843
8 | 232 | 1 | 0.3322
8 | 233 | 1 | 0.66654
8 | 234 | 1 | 0.97516
8 | 235 | 1 | 0.8239
8 | 236 | 1 | 0.91922
8 | 237 | 1 | 0.93569
8 | 238 | 1 | 0.99667
8 | 239 | 1 | 0.78956
8 | 240 | 1 | 1.0063
8 | 241 | 1 | 0.53662
8 | 242 | 1 | 0.67192
8 | 243 | 1 | 0.95038
8 | 244 | 1 | 0.8648
8 | 245 | 1 | 0.99257
8 | 246 | 1 | 0.87211
8 | 247 | 1 | 0.83023
8 | 248 | 1 | 0.92893
8 | 249 | 1 | 0.33836
8 | 250 | 1 | 0.97293
8 | 251 | 1 | 0.86983
8 | 252 | 1 | 0.85711
8 | 253 | 1 | 0.89259
8 | 254 | 1 | 0.86076
8 | 255 | 1 | 0.96565
8 | 256 | 1 | 0.55058
8 | 257 | 1 | 0.87436
8 | 258 | 1 | 1.2443
8 | 259 | 1 | 1.1641
8 | 260 | 1 | 0.82311
8 | 261 | 1 | 0.54273
8 | 262 | 1 | 0.67371
8 | 263 | 1 | 0.40561
8 | 264 | 1 | 0.75547
8 | 265 | 1 | 0.60473
8 | 266 | 1 | 0.28313
8 | 267 | 1 | 0.41101
8 | 268 | 1 | 0.50123
8 | 269 | 1 | 0.39975
8 | 270 | 1 | 0.4094
8 | 271 | 1 | 0.33631
8 | 272 | 1 | 0.32134
8 | 273 | 1 | 0.21848
8 | 274 | 1 | 0.20948
8 | 275 | 1 | 0.10713
8 | 276 | 1 | 0.034952
8 | 277 | 1 | 0
8 | 278 | 1 | 0
8 | 279 | 1 | 0
8 | 280 | 1 | 0
8 | 281 | 1 | 0
8 | 282 | 1 | 0
8 | 283 | 1 | 0
8 | 284 | 1 | 0
8 | 285 | 1 | 0
8 | 286 | 1 | 0
8 | 287 | 1 | 0
8 | 288 | 1 | 0
8 | 289 | 1 | 0
8 | 290 | 1 | 0
8 | 291 | 1 | 0
8 | 292 | 1 | 0
8 | 293 | 1 | 0
8 | 294 | 1 | 0
8 | 295 | 1 | 0
8 | 296 | 1 | 0
8 | 297 | 1 | 0
8 | 298 | 1 | 0
8 | 299 | 1 | 0
8 | 300 | 1 | 0
8 | 301 | 1 | 0
8 | 302 | 1 | 0
8 | 303 | 1 | 0
8 | 304 | 1 | 0
8 | 305 | 1 | 0
8 | 306 | 1 | 0
8 | 307 | 1 | 0
8 | 308 | 1 | 0
8 | 309 | 1 | 0
8 | 310 | 1 | 0
8 | 311 | 1 | 0
8 | 312 | 1 | 0
8 | 313 | 1 | 0
8 | 314 | 1 | 0
8 | 315 | 1 | 0
8 | 316 | 1 | 0
8 | 317 | 1 | 0.015964
8 | 318 | 1 | 0.034245
8 | 319 | 1 | 0.054736
8 | 320 | 1 | 0.10587
8 | 321 | 1 | 0.11961
8 | 322 | 1 | 0.11432
8 | 323 | 1 | 0.20889
8 | 324 | 1 | 0.13509
8 | 325 | 1 | 0.1585
8 | 326 | 1 | 0.13824
8 | 327 | 1 | 0.22315
8 | 328 | 1 | 0.24666
8 | 329 | 1 | 0.21654
8 | 330 | 1 | 0.3196
8 | 331 | 1 | 0.30127
8 | 332 | 1 | 0.29636
8 | 333 | 1 | 0.26813
8 | 334 | 1 | 0.4013
8 | 335 | 1 | 0.37136
8 | 336 | 1 | 0.3597
8 | 337 | 1 | 0.48092
8 | 338 | 1 | 0.28572
8 | 339 | 1 | 0.1679
8 | 340 | 1 | 0.31685
8 | 341 | 1 | 0.3754
8 | 342 | 1 | 0.39779
8 | 343 | 1 | 0.4091
8 | 344 | 1 | 0.30952
8 | 345 | 1 | 0.37212
8 | 346 | 1 | 0.33949
8 | 347 | 1 | 0.442
8 | 348 | 1 | 0.39746
8 | 349 | 1 | 0.2843
8 | 350 | 1 | 0.33497
8 | 351 | 1 | 0.43703
8 | 352 | 1 | 0.27384
8 | 353 | 1 | 0.24291
8 | 354 | 1 | 0.30627
8 | 355 | 1 | 0.23843
8 | 356 | 1 | 0.2498
8 | 357 | 1 | 0.22479
8 | 358 | 1 | 0.1593
8 | 359 | 1 | 0.24706
8 | 360 | 1 | 0.16986
8 | 361 | 1 | 0.20705
8 | 362 | 1 | 0.15601
8 | 363 | 1 | 0.12154
8 | 364 | 1 | 0.13474
8 | 365 | 1 | 0.11967
8 | 366 | 1 | 0.080993
8 | 367 | 1 | 0.047301
8 | 368 | 1 | 0.012787
8 | 369 | 1 | 0
8 | 370 | 1 | 0
8 | 371 | 1 | 0
8 | 372 | 1 | 0
8 | 373 | 1 | 0
8 | 374 | 1 | 0
8 | 375 | 1 | 0
8 | 376 | 1 | 0
8 | 377 | 1 | 0
8 | 378 | 1 | 0
8 | 379 | 1 | 0
8 | 380 | 1 | 0
8 | 381 | 1 | 0
8 | 382 | 1 | 0
8 | 383 | 1 | 0
8 | 384 | 1 | 0
8 | 1 | 2 | 0
8 | 2 | 2 | 0
8 | 3 | 2 | 0
8 | 4 | 2 | 0
8 | 5 | 2 | 0
8 | 6 | 2 | 0
8 | 7 | 2 | 0
8 | 8 | 2 | 0
8 | 9 | 2 | 0
8 | 10 | 2 | 0
8 | 11 | 2 | 0
8 | 12 | 2 | 0
8 | 13 | 2 | 0
8 | 14 | 2 | 0
8 | 15 | 2 | 0
8 | 16 | 2 | 0
8 | 17 | 2 | 0
8 | 18 | 2 | 0
8 | 19 | 2 | 0
8 | 20 | 2 | 0
8 | 21 | 2 | 0
8 | 22 | 2 | 0
8 | 23 | 2 | 0
8 | 24 | 2 | 0
8 | 25 | 2 | 0
8 | 26 | 2 | 0
8 | 27 | 2 | 0
8 | 28 | 2 | 0
8 | 29 | 2 | 0
8 | 30 | 2 | 0
8 | 31 | 2 | 0
8 | 32 | 2 | 0
8 | 33 | 2 | 0
8 | 34 | 2 | 0
8 | 35 | 2 | 0
8 | 36 | 2 | 0
8 | 37 | 2 | 0.011011
8 | 38 | 2 | 0.038909
8 | 39 | 2 | 0.091144
8 | 40 | 2 | 0.077965
8 | 41 | 2 | 0.14865
8 | 42 | 2 | 0.16443
8 | 43 | 2 | 0.23101
8 | 44 | 2 | 0.2628
8 | 45 | 2 | 0.38544
8 | 46 | 2 | 0.18468
8 | 47 | 2 | 0.35337
8 | 48 | 2 | 0.35719
8 | 49 | 2 | 0.37313
8 | 50 | 2 | 0.40532
8 | 51 | 2 | 0.4397
8 | 52 | 2 | 0.32628
8 | 53 | 2 | 0.48091
8 | 54 | 2 | 0.48712
8 | 55 | 2 | 0.43942
8 | 56 | 2 | 0.45669
8 | 57 | 2 | 0.33121
8 | 58 | 2 | 0.31221
8 | 59 | 2 | 0.33977
8 | 60 | 2 | 0.30033
8 | 61 | 2 | 0.32309
8 | 62 | 2 | 0.33485
8 | 63 | 2 | 0.30413
8 | 64 | 2 | 0.19802
8 | 65 | 2 | 0.23954
8 | 66 | 2 | 0.19517
8 | 67 | 2 | 0.16306
8 | 68 | 2 | 0.16489
8 | 69 | 2 | 0.10664
8 | 70 | 2 | 0.090892
8 | 71 | 2 | 0.060146
8 | 72 | 2 | 0.013434
8 | 73 | 2 | 0
8 | 74 | 2 | 0
8 | 75 | 2 | 0
8 | 76 | 2 | 0
8 | 77 | 2 | 0
8 | 78 | 2 | 0
8 | 79 | 2 | 0
8 | 80 | 2 | 0
8 | 81 | 2 | 0
8 | 82 | 2 | 0
8 | 83 | 2 | 0
8 | 84 | 2 | 0
8 | 85 | 2 | 0
8 | 86 | 2 | 0
8 | 87 | 2 | 0
8 | 88 | 2 | 0
8 | 89 | 2 | 0
8 | 90 | 2 | 0
8 | 91 | 2 | 0
8 | 92 | 2 | 0
8 | 93 | 2 | 0
8 | 94 | 2 | 0
8 | 95 | 2 | 0
8 | 96 | 2 | 0
8 | 97 | 2 | 0
8 | 98 | 2 | 0
8 | 99 | 2 | 0
8 | 100 | 2 | 0
8 | 101 | 2 | 0
8 | 102 | 2 | 0
8 | 103 | 2 | 0
8 | 104 | 2 | 0
8 | 105 | 2 | 0
8 | 106 | 2 | 0
8 | 107 | 2 | 0
8 | 108 | 2 | 0
8 | 109 | 2 | 0
8 | 110 | 2 | 0
8 | 111 | 2 | 0
8 | 112 | 2 | 0
8 | 113 | 2 | 0
8 | 114 | 2 | 0
8 | 115 | 2 | 0
8 | 116 | 2 | 0
8 | 117 | 2 | 0
8 | 118 | 2 | 0
8 | 119 | 2 | 0
8 | 120 | 2 | 0
8 | 121 | 2 | 0
8 | 122 | 2 | 0
8 | 123 | 2 | 0
8 | 124 | 2 | 0
8 | 125 | 2 | 0.017397
8 | 126 | 2 | 0.067698
8 | 127 | 2 | 0.11606
8 | 128 | 2 | 0.23126
8 | 129 | 2 | 0.21378
8 | 130 | 2 | 0.17441
8 | 131 | 2 | 0.30376
8 | 132 | 2 | 0.36367
8 | 133 | 2 | 0.39078
8 | 134 | 2 | 0.37005
8 | 135 | 2 | 0.47914
8 | 136 | 2 | 0.37973
8 | 137 | 2 | 0.60439
8 | 138 | 2 | 0.60847
8 | 139 | 2 | 0.69776
8 | 140 | 2 | 0.52262
8 | 141 | 2 | 0.53704
8 | 142 | 2 | 0.54262
8 | 143 | 2 | 0.55092
8 | 144 | 2 | 0.52568
8 | 145 | 2 | 0.66775
8 | 146 | 2 | 0.6806
8 | 147 | 2 | 0.69438
8 | 148 | 2 | 0.67395
8 | 149 | 2 | 0.69228
8 | 150 | 2 | 0.84918
8 | 151 | 2 | 0.65544
8 | 152 | 2 | 0.76579
8 | 153 | 2 | 0.74518
8 | 154 | 2 | 0.93736
8 | 155 | 2 | 0.74769
8 | 156 | 2 | 0.80794
8 | 157 | 2 | 0.6625
8 | 158 | 2 | 0.55846
8 | 159 | 2 | 0.72644
8 | 160 | 2 | 0.68804
8 | 161 | 2 | 0.46319
8 | 162 | 2 | 0.65993
8 | 163 | 2 | 0.45219
8 | 164 | 2 | 0.55301
8 | 165 | 2 | 0.44404
8 | 166 | 2 | 0.45582
8 | 167 | 2 | 0.44966
8 | 168 | 2 | 0.54808
8 | 169 | 2 | 0.3283
8 | 170 | 2 | 0.3328
8 | 171 | 2 | 0.25204
8 | 172 | 2 | 0.24951
8 | 173 | 2 | 0.10453
8 | 174 | 2 | 0.10945
8 | 175 | 2 | 0.075654
8 | 176 | 2 | 0.034962
8 | 177 | 2 | 0
8 | 178 | 2 | 0
8 | 179 | 2 | 0
8 | 180 | 2 | 0
8 | 181 | 2 | 0
8 | 182 | 2 | 0
8 | 183 | 2 | 0
8 | 184 | 2 | 0
8 | 185 | 2 | 0
8 | 186 | 2 | 0
8 | 187 | 2 | 0
8 | 188 | 2 | 0
8 | 189 | 2 | 0
8 | 190 | 2 | 0
8 | 191 | 2 | 0
8 | 192 | 2 | 0
8 | 193 | 2 | 0
8 | 194 | 2 | 0
8 | 195 | 2 | 0
8 | 196 | 2 | 0
8 | 197 | 2 | 0
8 | 198 | 2 | 0
8 | 199 | 2 | 0
8 | 200 | 2 | 0
8 | 201 | 2 | 0
8 | 202 | 2 | 0
8 | 203 | 2 | 0
8 | 204 | 2 | 0
8 | 205 | 2 | 0
8 | 206 | 2 | 0
8 | 207 | 2 | 0
8 | 208 | 2 | 0
8 | 209 | 2 | 0
8 | 210 | 2 | 0
8 | 211 | 2 | 0
8 | 212 | 2 | 0
8 | 213 | 2 | 0
8 | 214 | 2 | 0
8 | 215 | 2 | 0
8 | 216 | 2 | 0
8 | 217 | 2 | 0.025426
8 | 218 | 2 | 0.064379
8 | 219 | 2 | 0.16413
8 | 220 | 2 | 0.20812
8 | 221 | 2 | 0.30507
8 | 222 | 2 | 0.33585
8 | 223 | 2 | 0.31516
8 | 224 | 2 | 0.46917
8 | 225 | 2 | 0.55018
8 | 226 | 2 | 0.41337
8 | 227 | 2 | 0.57574
8 | 228 | 2 | 0.66771
8 | 229 | 2 | 0.65436
8 | 230 | 2 | 0.44731
8 | 231 | 2 | 0.69843
8 | 232 | 2 | 0.3322
8 | 233 | 2 | 0.66654
8 | 234 | 2 | 0.97516
8 | 235 | 2 | 0.8239
8 | 236 | 2 | 0.91922
8 | 237 | 2 | 0.93569
8 | 238 | 2 | 0.99667
8 | 239 | 2 | 0.78956
8 | 240 | 2 | 1.0063
8 | 241 | 2 | 0.53662
8 | 242 | 2 | 0.67192
8 | 243 | 2 | 0.95038
8 | 244 | 2 | 0.8648
8 | 245 | 2 | 0.99257
8 | 246 | 2 | 0.87211
8 | 247 | 2 | 0.83023
8 | 248 | 2 | 0.92893
8 | 249 | 2 | 0.33836
8 | 250 | 2 | 0.97293
8 | 251 | 2 | 0.86983
8 | 252 | 2 | 0.85711
8 | 253 | 2 | 0.89259
8 | 254 | 2 | 0.86076
8 | 255 | 2 | 0.96565
8 | 256 | 2 | 0.55058
8 | 257 | 2 | 0.87436
8 | 258 | 2 | 1.2443
8 | 259 | 2 | 1.1641
8 | 260 | 2 | 0.82311
8 | 261 | 2 | 0.54273
8 | 262 | 2 | 0.67371
8 | 263 | 2 | 0.40561
8 | 264 | 2 | 0.75547
8 | 265 | 2 | 0.60473
8 | 266 | 2 | 0.28313
8 | 267 | 2 | 0.41101
8 | 268 | 2 | 0.50123
8 | 269 | 2 | 0.39975
8 | 270 | 2 | 0.4094
8 | 271 | 2 | 0.33631
8 | 272 | 2 | 0.32134
8 | 273 | 2 | 0.21848
8 | 274 | 2 | 0.20948
8 | 275 | 2 | 0.10713
8 | 276 | 2 | 0.034952
8 | 277 | 2 | 0
8 | 278 | 2 | 0
8 | 279 | 2 | 0
8 | 280 | 2 | 0
8 | 281 | 2 | 0
8 | 282 | 2 | 0
8 | 283 | 2 | 0
8 | 284 | 2 | 0
8 | 285 | 2 | 0
8 | 286 | 2 | 0
8 | 287 | 2 | 0
8 | 288 | 2 | 0
8 | 289 | 2 | 0
8 | 290 | 2 | 0
8 | 291 | 2 | 0
8 | 292 | 2 | 0
8 | 293 | 2 | 0
8 | 294 | 2 | 0
8 | 295 | 2 | 0
8 | 296 | 2 | 0
8 | 297 | 2 | 0
8 | 298 | 2 | 0
8 | 299 | 2 | 0
8 | 300 | 2 | 0
8 | 301 | 2 | 0
8 | 302 | 2 | 0
8 | 303 | 2 | 0
8 | 304 | 2 | 0
8 | 305 | 2 | 0
8 | 306 | 2 | 0
8 | 307 | 2 | 0
8 | 308 | 2 | 0
8 | 309 | 2 | 0
8 | 310 | 2 | 0
8 | 311 | 2 | 0
8 | 312 | 2 | 0
8 | 313 | 2 | 0
8 | 314 | 2 | 0
8 | 315 | 2 | 0
8 | 316 | 2 | 0
8 | 317 | 2 | 0.015964
8 | 318 | 2 | 0.034245
8 | 319 | 2 | 0.054736
8 | 320 | 2 | 0.10587
8 | 321 | 2 | 0.11961
8 | 322 | 2 | 0.11432
8 | 323 | 2 | 0.20889
8 | 324 | 2 | 0.13509
8 | 325 | 2 | 0.1585
8 | 326 | 2 | 0.13824
8 | 327 | 2 | 0.22315
8 | 328 | 2 | 0.24666
8 | 329 | 2 | 0.21654
8 | 330 | 2 | 0.3196
8 | 331 | 2 | 0.30127
8 | 332 | 2 | 0.29636
8 | 333 | 2 | 0.26813
8 | 334 | 2 | 0.4013
8 | 335 | 2 | 0.37136
8 | 336 | 2 | 0.3597
8 | 337 | 2 | 0.48092
8 | 338 | 2 | 0.28572
8 | 339 | 2 | 0.1679
8 | 340 | 2 | 0.31685
8 | 341 | 2 | 0.3754
8 | 342 | 2 | 0.39779
8 | 343 | 2 | 0.4091
8 | 344 | 2 | 0.30952
8 | 345 | 2 | 0.37212
8 | 346 | 2 | 0.33949
8 | 347 | 2 | 0.442
8 | 348 | 2 | 0.39746
8 | 349 | 2 | 0.2843
8 | 350 | 2 | 0.33497
8 | 351 | 2 | 0.43703
8 | 352 | 2 | 0.27384
8 | 353 | 2 | 0.24291
8 | 354 | 2 | 0.30627
8 | 355 | 2 | 0.23843
8 | 356 | 2 | 0.2498
8 | 357 | 2 | 0.22479
8 | 358 | 2 | 0.1593
8 | 359 | 2 | 0.24706
8 | 360 | 2 | 0.16986
8 | 361 | 2 | 0.20705
8 | 362 | 2 | 0.15601
8 | 363 | 2 | 0.12154
8 | 364 | 2 | 0.13474
8 | 365 | 2 | 0.11967
8 | 366 | 2 | 0.080993
8 | 367 | 2 | 0.047301
8 | 368 | 2 | 0.012787
8 | 369 | 2 | 0
8 | 370 | 2 | 0
8 | 371 | 2 | 0
8 | 372 | 2 | 0
8 | 373 | 2 | 0
8 | 374 | 2 | 0
8 | 375 | 2 | 0
8 | 376 | 2 | 0
8 | 377 | 2 | 0
8 | 378 | 2 | 0
8 | 379 | 2 | 0
8 | 380 | 2 | 0
8 | 381 | 2 | 0
8 | 382 | 2 | 0
8 | 383 | 2 | 0
8 | 384 | 2 | 0
8 | 1 | 3 | 0
8 | 2 | 3 | 0
8 | 3 | 3 | 0
8 | 4 | 3 | 0
8 | 5 | 3 | 0
8 | 6 | 3 | 0
8 | 7 | 3 | 0
8 | 8 | 3 | 0
8 | 9 | 3 | 0
8 | 10 | 3 | 0
8 | 11 | 3 | 0
8 | 12 | 3 | 0
8 | 13 | 3 | 0
8 | 14 | 3 | 0
8 | 15 | 3 | 0
8 | 16 | 3 | 0
8 | 17 | 3 | 0
8 | 18 | 3 | 0
8 | 19 | 3 | 0
8 | 20 | 3 | 0
8 | 21 | 3 | 0
8 | 22 | 3 | 0
8 | 23 | 3 | 0
8 | 24 | 3 | 0
8 | 25 | 3 | 0
8 | 26 | 3 | 0
8 | 27 | 3 | 0
8 | 28 | 3 | 0
8 | 29 | 3 | 0
8 | 30 | 3 | 0
8 | 31 | 3 | 0
8 | 32 | 3 | 0
8 | 33 | 3 | 0
8 | 34 | 3 | 0
8 | 35 | 3 | 0
8 | 36 | 3 | 0
8 | 37 | 3 | 0.011011
8 | 38 | 3 | 0.038909
8 | 39 | 3 | 0.091144
8 | 40 | 3 | 0.077965
8 | 41 | 3 | 0.14865
8 | 42 | 3 | 0.16443
8 | 43 | 3 | 0.23101
8 | 44 | 3 | 0.2628
8 | 45 | 3 | 0.38544
8 | 46 | 3 | 0.18468
8 | 47 | 3 | 0.35337
8 | 48 | 3 | 0.35719
8 | 49 | 3 | 0.37313
8 | 50 | 3 | 0.40532
8 | 51 | 3 | 0.4397
8 | 52 | 3 | 0.32628
8 | 53 | 3 | 0.48091
8 | 54 | 3 | 0.48712
8 | 55 | 3 | 0.43942
8 | 56 | 3 | 0.45669
8 | 57 | 3 | 0.33121
8 | 58 | 3 | 0.31221
8 | 59 | 3 | 0.33977
8 | 60 | 3 | 0.30033
8 | 61 | 3 | 0.32309
8 | 62 | 3 | 0.33485
8 | 63 | 3 | 0.30413
8 | 64 | 3 | 0.19802
8 | 65 | 3 | 0.23954
8 | 66 | 3 | 0.19517
8 | 67 | 3 | 0.16306
8 | 68 | 3 | 0.16489
8 | 69 | 3 | 0.10664
8 | 70 | 3 | 0.090892
8 | 71 | 3 | 0.060146
8 | 72 | 3 | 0.013434
8 | 73 | 3 | 0
8 | 74 | 3 | 0
8 | 75 | 3 | 0
8 | 76 | 3 | 0
8 | 77 | 3 | 0
8 | 78 | 3 | 0
8 | 79 | 3 | 0
8 | 80 | 3 | 0
8 | 81 | 3 | 0
8 | 82 | 3 | 0
8 | 83 | 3 | 0
8 | 84 | 3 | 0
8 | 85 | 3 | 0
8 | 86 | 3 | 0
8 | 87 | 3 | 0
8 | 88 | 3 | 0
8 | 89 | 3 | 0
8 | 90 | 3 | 0
8 | 91 | 3 | 0
8 | 92 | 3 | 0
8 | 93 | 3 | 0
8 | 94 | 3 | 0
8 | 95 | 3 | 0
8 | 96 | 3 | 0
8 | 97 | 3 | 0
8 | 98 | 3 | 0
8 | 99 | 3 | 0
8 | 100 | 3 | 0
8 | 101 | 3 | 0
8 | 102 | 3 | 0
8 | 103 | 3 | 0
8 | 104 | 3 | 0
8 | 105 | 3 | 0
8 | 106 | 3 | 0
8 | 107 | 3 | 0
8 | 108 | 3 | 0
8 | 109 | 3 | 0
8 | 110 | 3 | 0
8 | 111 | 3 | 0
8 | 112 | 3 | 0
8 | 113 | 3 | 0
8 | 114 | 3 | 0
8 | 115 | 3 | 0
8 | 116 | 3 | 0
8 | 117 | 3 | 0
8 | 118 | 3 | 0
8 | 119 | 3 | 0
8 | 120 | 3 | 0
8 | 121 | 3 | 0
8 | 122 | 3 | 0
8 | 123 | 3 | 0
8 | 124 | 3 | 0
8 | 125 | 3 | 0.017397
8 | 126 | 3 | 0.067698
8 | 127 | 3 | 0.11606
8 | 128 | 3 | 0.23126
8 | 129 | 3 | 0.21378
8 | 130 | 3 | 0.17441
8 | 131 | 3 | 0.30376
8 | 132 | 3 | 0.36367
8 | 133 | 3 | 0.39078
8 | 134 | 3 | 0.37005
8 | 135 | 3 | 0.47914
8 | 136 | 3 | 0.37973
8 | 137 | 3 | 0.60439
8 | 138 | 3 | 0.60847
8 | 139 | 3 | 0.69776
8 | 140 | 3 | 0.52262
8 | 141 | 3 | 0.53704
8 | 142 | 3 | 0.54262
8 | 143 | 3 | 0.55092
8 | 144 | 3 | 0.52568
8 | 145 | 3 | 0.66775
8 | 146 | 3 | 0.6806
8 | 147 | 3 | 0.69438
8 | 148 | 3 | 0.67395
8 | 149 | 3 | 0.69228
8 | 150 | 3 | 0.84918
8 | 151 | 3 | 0.65544
8 | 152 | 3 | 0.76579
8 | 153 | 3 | 0.74518
8 | 154 | 3 | 0.93736
8 | 155 | 3 | 0.74769
8 | 156 | 3 | 0.80794
8 | 157 | 3 | 0.6625
8 | 158 | 3 | 0.55846
8 | 159 | 3 | 0.72644
8 | 160 | 3 | 0.68804
8 | 161 | 3 | 0.46319
8 | 162 | 3 | 0.65993
8 | 163 | 3 | 0.45219
8 | 164 | 3 | 0.55301
8 | 165 | 3 | 0.44404
8 | 166 | 3 | 0.45582
8 | 167 | 3 | 0.44966
8 | 168 | 3 | 0.54808
8 | 169 | 3 | 0.3283
8 | 170 | 3 | 0.3328
8 | 171 | 3 | 0.25204
8 | 172 | 3 | 0.24951
8 | 173 | 3 | 0.10453
8 | 174 | 3 | 0.10945
8 | 175 | 3 | 0.075654
8 | 176 | 3 | 0.034962
8 | 177 | 3 | 0
8 | 178 | 3 | 0
8 | 179 | 3 | 0
8 | 180 | 3 | 0
8 | 181 | 3 | 0
8 | 182 | 3 | 0
8 | 183 | 3 | 0
8 | 184 | 3 | 0
8 | 185 | 3 | 0
8 | 186 | 3 | 0
8 | 187 | 3 | 0
8 | 188 | 3 | 0
8 | 189 | 3 | 0
8 | 190 | 3 | 0
8 | 191 | 3 | 0
8 | 192 | 3 | 0
8 | 193 | 3 | 0
8 | 194 | 3 | 0
8 | 195 | 3 | 0
8 | 196 | 3 | 0
8 | 197 | 3 | 0
8 | 198 | 3 | 0
8 | 199 | 3 | 0
8 | 200 | 3 | 0
8 | 201 | 3 | 0
8 | 202 | 3 | 0
8 | 203 | 3 | 0
8 | 204 | 3 | 0
8 | 205 | 3 | 0
8 | 206 | 3 | 0
8 | 207 | 3 | 0
8 | 208 | 3 | 0
8 | 209 | 3 | 0
8 | 210 | 3 | 0
8 | 211 | 3 | 0
8 | 212 | 3 | 0
8 | 213 | 3 | 0
8 | 214 | 3 | 0
8 | 215 | 3 | 0
8 | 216 | 3 | 0
8 | 217 | 3 | 0.025426
8 | 218 | 3 | 0.064379
8 | 219 | 3 | 0.16413
8 | 220 | 3 | 0.20812
8 | 221 | 3 | 0.30507
8 | 222 | 3 | 0.33585
8 | 223 | 3 | 0.31516
8 | 224 | 3 | 0.46917
8 | 225 | 3 | 0.55018
8 | 226 | 3 | 0.41337
8 | 227 | 3 | 0.57574
8 | 228 | 3 | 0.66771
8 | 229 | 3 | 0.65436
8 | 230 | 3 | 0.44731
8 | 231 | 3 | 0.69843
8 | 232 | 3 | 0.3322
8 | 233 | 3 | 0.66654
8 | 234 | 3 | 0.97516
8 | 235 | 3 | 0.8239
8 | 236 | 3 | 0.91922
8 | 237 | 3 | 0.93569
8 | 238 | 3 | 0.99667
8 | 239 | 3 | 0.78956
8 | 240 | 3 | 1.0063
8 | 241 | 3 | 0.53662
8 | 242 | 3 | 0.67192
8 | 243 | 3 | 0.95038
8 | 244 | 3 | 0.8648
8 | 245 | 3 | 0.99257
8 | 246 | 3 | 0.87211
8 | 247 | 3 | 0.83023
8 | 248 | 3 | 0.92893
8 | 249 | 3 | 0.33836
8 | 250 | 3 | 0.97293
8 | 251 | 3 | 0.86983
8 | 252 | 3 | 0.85711
8 | 253 | 3 | 0.89259
8 | 254 | 3 | 0.86076
8 | 255 | 3 | 0.96565
8 | 256 | 3 | 0.55058
8 | 257 | 3 | 0.87436
8 | 258 | 3 | 1.2443
8 | 259 | 3 | 1.1641
8 | 260 | 3 | 0.82311
8 | 261 | 3 | 0.54273
8 | 262 | 3 | 0.67371
8 | 263 | 3 | 0.40561
8 | 264 | 3 | 0.75547
8 | 265 | 3 | 0.60473
8 | 266 | 3 | 0.28313
8 | 267 | 3 | 0.41101
8 | 268 | 3 | 0.50123
8 | 269 | 3 | 0.39975
8 | 270 | 3 | 0.4094
8 | 271 | 3 | 0.33631
8 | 272 | 3 | 0.32134
8 | 273 | 3 | 0.21848
8 | 274 | 3 | 0.20948
8 | 275 | 3 | 0.10713
8 | 276 | 3 | 0.034952
8 | 277 | 3 | 0
8 | 278 | 3 | 0
8 | 279 | 3 | 0
8 | 280 | 3 | 0
8 | 281 | 3 | 0
8 | 282 | 3 | 0
8 | 283 | 3 | 0
8 | 284 | 3 | 0
8 | 285 | 3 | 0
8 | 286 | 3 | 0
8 | 287 | 3 | 0
8 | 288 | 3 | 0
8 | 289 | 3 | 0
8 | 290 | 3 | 0
8 | 291 | 3 | 0
8 | 292 | 3 | 0
8 | 293 | 3 | 0
8 | 294 | 3 | 0
8 | 295 | 3 | 0
8 | 296 | 3 | 0
8 | 297 | 3 | 0
8 | 298 | 3 | 0
8 | 299 | 3 | 0
8 | 300 | 3 | 0
8 | 301 | 3 | 0
8 | 302 | 3 | 0
8 | 303 | 3 | 0
8 | 304 | 3 | 0
8 | 305 | 3 | 0
8 | 306 | 3 | 0
8 | 307 | 3 | 0
8 | 308 | 3 | 0
8 | 309 | 3 | 0
8 | 310 | 3 | 0
8 | 311 | 3 | 0
8 | 312 | 3 | 0
8 | 313 | 3 | 0
8 | 314 | 3 | 0
8 | 315 | 3 | 0
8 | 316 | 3 | 0
8 | 317 | 3 | 0.015964
8 | 318 | 3 | 0.034245
8 | 319 | 3 | 0.054736
8 | 320 | 3 | 0.10587
8 | 321 | 3 | 0.11961
8 | 322 | 3 | 0.11432
8 | 323 | 3 | 0.20889
8 | 324 | 3 | 0.13509
8 | 325 | 3 | 0.1585
8 | 326 | 3 | 0.13824
8 | 327 | 3 | 0.22315
8 | 328 | 3 | 0.24666
8 | 329 | 3 | 0.21654
8 | 330 | 3 | 0.3196
8 | 331 | 3 | 0.30127
8 | 332 | 3 | 0.29636
8 | 333 | 3 | 0.26813
8 | 334 | 3 | 0.4013
8 | 335 | 3 | 0.37136
8 | 336 | 3 | 0.3597
8 | 337 | 3 | 0.48092
8 | 338 | 3 | 0.28572
8 | 339 | 3 | 0.1679
8 | 340 | 3 | 0.31685
8 | 341 | 3 | 0.3754
8 | 342 | 3 | 0.39779
8 | 343 | 3 | 0.4091
8 | 344 | 3 | 0.30952
8 | 345 | 3 | 0.37212
8 | 346 | 3 | 0.33949
8 | 347 | 3 | 0.442
8 | 348 | 3 | 0.39746
8 | 349 | 3 | 0.2843
8 | 350 | 3 | 0.33497
8 | 351 | 3 | 0.43703
8 | 352 | 3 | 0.27384
8 | 353 | 3 | 0.24291
8 | 354 | 3 | 0.30627
8 | 355 | 3 | 0.23843
8 | 356 | 3 | 0.2498
8 | 357 | 3 | 0.22479
8 | 358 | 3 | 0.1593
8 | 359 | 3 | 0.24706
8 | 360 | 3 | 0.16986
8 | 361 | 3 | 0.20705
8 | 362 | 3 | 0.15601
8 | 363 | 3 | 0.12154
8 | 364 | 3 | 0.13474
8 | 365 | 3 | 0.11967
8 | 366 | 3 | 0.080993
8 | 367 | 3 | 0.047301
8 | 368 | 3 | 0.012787
8 | 369 | 3 | 0
8 | 370 | 3 | 0
8 | 371 | 3 | 0
8 | 372 | 3 | 0
8 | 373 | 3 | 0
8 | 374 | 3 | 0
8 | 375 | 3 | 0
8 | 376 | 3 | 0
8 | 377 | 3 | 0
8 | 378 | 3 | 0
8 | 379 | 3 | 0
8 | 380 | 3 | 0
8 | 381 | 3 | 0
8 | 382 | 3 | 0
8 | 383 | 3 | 0
8 | 384 | 3 | 0
8 | 1 | 4 | 0
8 | 2 | 4 | 0
8 | 3 | 4 | 0
8 | 4 | 4 | 0
8 | 5 | 4 | 0
8 | 6 | 4 | 0
8 | 7 | 4 | 0
8 | 8 | 4 | 0
8 | 9 | 4 | 0
8 | 10 | 4 | 0
8 | 11 | 4 | 0
8 | 12 | 4 | 0
8 | 13 | 4 | 0
8 | 14 | 4 | 0
8 | 15 | 4 | 0
8 | 16 | 4 | 0
8 | 17 | 4 | 0
8 | 18 | 4 | 0
8 | 19 | 4 | 0
8 | 20 | 4 | 0
8 | 21 | 4 | 0
8 | 22 | 4 | 0
8 | 23 | 4 | 0
8 | 24 | 4 | 0
8 | 25 | 4 | 0
8 | 26 | 4 | 0
8 | 27 | 4 | 0
8 | 28 | 4 | 0
8 | 29 | 4 | 0
8 | 30 | 4 | 0
8 | 31 | 4 | 0
8 | 32 | 4 | 0
8 | 33 | 4 | 0
8 | 34 | 4 | 0
8 | 35 | 4 | 0
8 | 36 | 4 | 0
8 | 37 | 4 | 0.013419
8 | 38 | 4 | 0.047993
8 | 39 | 4 | 0.10498
8 | 40 | 4 | 0.095509
8 | 41 | 4 | 0.18564
8 | 42 | 4 | 0.20139
8 | 43 | 4 | 0.27214
8 | 44 | 4 | 0.32296
8 | 45 | 4 | 0.44723
8 | 46 | 4 | 0.22065
8 | 47 | 4 | 0.43848
8 | 48 | 4 | 0.42126
8 | 49 | 4 | 0.43984
8 | 50 | 4 | 0.47139
8 | 51 | 4 | 0.5065
8 | 52 | 4 | 0.39737
8 | 53 | 4 | 0.56323
8 | 54 | 4 | 0.57312
8 | 55 | 4 | 0.52693
8 | 56 | 4 | 0.52763
8 | 57 | 4 | 0.39991
8 | 58 | 4 | 0.36362
8 | 59 | 4 | 0.41076
8 | 60 | 4 | 0.3664
8 | 61 | 4 | 0.37486
8 | 62 | 4 | 0.39894
8 | 63 | 4 | 0.37087
8 | 64 | 4 | 0.23593
8 | 65 | 4 | 0.27667
8 | 66 | 4 | 0.23491
8 | 67 | 4 | 0.19834
8 | 68 | 4 | 0.19811
8 | 69 | 4 | 0.13271
8 | 70 | 4 | 0.10986
8 | 71 | 4 | 0.074601
8 | 72 | 4 | 0.015634
8 | 73 | 4 | 0
8 | 74 | 4 | 0
8 | 75 | 4 | 0
8 | 76 | 4 | 0
8 | 77 | 4 | 0
8 | 78 | 4 | 0
8 | 79 | 4 | 0
8 | 80 | 4 | 0
8 | 81 | 4 | 0
8 | 82 | 4 | 0
8 | 83 | 4 | 0
8 | 84 | 4 | 0
8 | 85 | 4 | 0
8 | 86 | 4 | 0
8 | 87 | 4 | 0
8 | 88 | 4 | 0
8 | 89 | 4 | 0
8 | 90 | 4 | 0
8 | 91 | 4 | 0
8 | 92 | 4 | 0
8 | 93 | 4 | 0
8 | 94 | 4 | 0
8 | 95 | 4 | 0
8 | 96 | 4 | 0
8 | 97 | 4 | 0
8 | 98 | 4 | 0
8 | 99 | 4 | 0
8 | 100 | 4 | 0
8 | 101 | 4 | 0
8 | 102 | 4 | 0
8 | 103 | 4 | 0
8 | 104 | 4 | 0
8 | 105 | 4 | 0
8 | 106 | 4 | 0
8 | 107 | 4 | 0
8 | 108 | 4 | 0
8 | 109 | 4 | 0
8 | 110 | 4 | 0
8 | 111 | 4 | 0
8 | 112 | 4 | 0
8 | 113 | 4 | 0
8 | 114 | 4 | 0
8 | 115 | 4 | 0
8 | 116 | 4 | 0
8 | 117 | 4 | 0
8 | 118 | 4 | 0
8 | 119 | 4 | 0
8 | 120 | 4 | 0
8 | 121 | 4 | 0
8 | 122 | 4 | 0
8 | 123 | 4 | 0
8 | 124 | 4 | 0
8 | 125 | 4 | 0.021503
8 | 126 | 4 | 0.081501
8 | 127 | 4 | 0.13989
8 | 128 | 4 | 0.28543
8 | 129 | 4 | 0.24851
8 | 130 | 4 | 0.20544
8 | 131 | 4 | 0.36712
8 | 132 | 4 | 0.45348
8 | 133 | 4 | 0.47132
8 | 134 | 4 | 0.42624
8 | 135 | 4 | 0.58937
8 | 136 | 4 | 0.44554
8 | 137 | 4 | 0.74383
8 | 138 | 4 | 0.72334
8 | 139 | 4 | 0.86268
8 | 140 | 4 | 0.64006
8 | 141 | 4 | 0.64747
8 | 142 | 4 | 0.63142
8 | 143 | 4 | 0.63686
8 | 144 | 4 | 0.61091
8 | 145 | 4 | 0.77089
8 | 146 | 4 | 0.79001
8 | 147 | 4 | 0.81421
8 | 148 | 4 | 0.8231
8 | 149 | 4 | 0.83486
8 | 150 | 4 | 0.97762
8 | 151 | 4 | 0.75847
8 | 152 | 4 | 0.95473
8 | 153 | 4 | 0.89929
8 | 154 | 4 | 1.097
8 | 155 | 4 | 0.87871
8 | 156 | 4 | 0.98923
8 | 157 | 4 | 0.77482
8 | 158 | 4 | 0.6747
8 | 159 | 4 | 0.90587
8 | 160 | 4 | 0.84951
8 | 161 | 4 | 0.54378
8 | 162 | 4 | 0.7915
8 | 163 | 4 | 0.54806
8 | 164 | 4 | 0.6818
8 | 165 | 4 | 0.51761
8 | 166 | 4 | 0.52504
8 | 167 | 4 | 0.52025
8 | 168 | 4 | 0.65695
8 | 169 | 4 | 0.39746
8 | 170 | 4 | 0.40166
8 | 171 | 4 | 0.29785
8 | 172 | 4 | 0.31161
8 | 173 | 4 | 0.12627
8 | 174 | 4 | 0.13003
8 | 175 | 4 | 0.091171
8 | 176 | 4 | 0.042812
8 | 177 | 4 | 0
8 | 178 | 4 | 0
8 | 179 | 4 | 0
8 | 180 | 4 | 0
8 | 181 | 4 | 0
8 | 182 | 4 | 0
8 | 183 | 4 | 0
8 | 184 | 4 | 0
8 | 185 | 4 | 0
8 | 186 | 4 | 0
8 | 187 | 4 | 0
8 | 188 | 4 | 0
8 | 189 | 4 | 0
8 | 190 | 4 | 0
8 | 191 | 4 | 0
8 | 192 | 4 | 0
8 | 193 | 4 | 0
8 | 194 | 4 | 0
8 | 195 | 4 | 0
8 | 196 | 4 | 0
8 | 197 | 4 | 0
8 | 198 | 4 | 0
8 | 199 | 4 | 0
8 | 200 | 4 | 0
8 | 201 | 4 | 0
8 | 202 | 4 | 0
8 | 203 | 4 | 0
8 | 204 | 4 | 0
8 | 205 | 4 | 0
8 | 206 | 4 | 0
8 | 207 | 4 | 0
8 | 208 | 4 | 0
8 | 209 | 4 | 0
8 | 210 | 4 | 0
8 | 211 | 4 | 0
8 | 212 | 4 | 0
8 | 213 | 4 | 0
8 | 214 | 4 | 0
8 | 215 | 4 | 0
8 | 216 | 4 | 0
8 | 217 | 4 | 0.029295
8 | 218 | 4 | 0.080139
8 | 219 | 4 | 0.20233
8 | 220 | 4 | 0.23965
8 | 221 | 4 | 0.35621
8 | 222 | 4 | 0.39739
8 | 223 | 4 | 0.36657
8 | 224 | 4 | 0.57753
8 | 225 | 4 | 0.65167
8 | 226 | 4 | 0.51423
8 | 227 | 4 | 0.69561
8 | 228 | 4 | 0.82655
8 | 229 | 4 | 0.8078
8 | 230 | 4 | 0.55491
8 | 231 | 4 | 0.83531
8 | 232 | 4 | 0.40018
8 | 233 | 4 | 0.81976
8 | 234 | 4 | 1.1493
8 | 235 | 4 | 0.98788
8 | 236 | 4 | 1.1122
8 | 237 | 4 | 1.0775
8 | 238 | 4 | 1.2053
8 | 239 | 4 | 0.94224
8 | 240 | 4 | 1.2385
8 | 241 | 4 | 0.63403
8 | 242 | 4 | 0.8327
8 | 243 | 4 | 1.1479
8 | 244 | 4 | 1.0104
8 | 245 | 4 | 1.2197
8 | 246 | 4 | 1.0563
8 | 247 | 4 | 0.95924
8 | 248 | 4 | 1.1073
8 | 249 | 4 | 0.41209
8 | 250 | 4 | 1.2082
8 | 251 | 4 | 1.0003
8 | 252 | 4 | 1.0694
8 | 253 | 4 | 1.0601
8 | 254 | 4 | 1.0737
8 | 255 | 4 | 1.1689
8 | 256 | 4 | 0.6788
8 | 257 | 4 | 1.0558
8 | 258 | 4 | 1.245
8 | 259 | 4 | 1.245
8 | 260 | 4 | 0.99488
8 | 261 | 4 | 0.66485
8 | 262 | 4 | 0.83259
8 | 263 | 4 | 0.49708
8 | 264 | 4 | 0.92153
8 | 265 | 4 | 0.74772
8 | 266 | 4 | 0.33473
8 | 267 | 4 | 0.50023
8 | 268 | 4 | 0.59902
8 | 269 | 4 | 0.47499
8 | 270 | 4 | 0.48763
8 | 271 | 4 | 0.40025
8 | 272 | 4 | 0.37974
8 | 273 | 4 | 0.26485
8 | 274 | 4 | 0.24991
8 | 275 | 4 | 0.13363
8 | 276 | 4 | 0.042564
8 | 277 | 4 | 0
8 | 278 | 4 | 0
8 | 279 | 4 | 0
8 | 280 | 4 | 0
8 | 281 | 4 | 0
8 | 282 | 4 | 0
8 | 283 | 4 | 0
8 | 284 | 4 | 0
8 | 285 | 4 | 0
8 | 286 | 4 | 0
8 | 287 | 4 | 0
8 | 288 | 4 | 0
8 | 289 | 4 | 0
8 | 290 | 4 | 0
8 | 291 | 4 | 0
8 | 292 | 4 | 0
8 | 293 | 4 | 0
8 | 294 | 4 | 0
8 | 295 | 4 | 0
8 | 296 | 4 | 0
8 | 297 | 4 | 0
8 | 298 | 4 | 0
8 | 299 | 4 | 0
8 | 300 | 4 | 0
8 | 301 | 4 | 0
8 | 302 | 4 | 0
8 | 303 | 4 | 0
8 | 304 | 4 | 0
8 | 305 | 4 | 0
8 | 306 | 4 | 0
8 | 307 | 4 | 0
8 | 308 | 4 | 0
8 | 309 | 4 | 0
8 | 310 | 4 | 0
8 | 311 | 4 | 0
8 | 312 | 4 | 0
8 | 313 | 4 | 0
8 | 314 | 4 | 0
8 | 315 | 4 | 0
8 | 316 | 4 | 0
8 | 317 | 4 | 0.019522
8 | 318 | 4 | 0.040095
8 | 319 | 4 | 0.064304
8 | 320 | 4 | 0.13077
8 | 321 | 4 | 0.14253
8 | 322 | 4 | 0.13852
8 | 323 | 4 | 0.24511
8 | 324 | 4 | 0.15673
8 | 325 | 4 | 0.19046
8 | 326 | 4 | 0.16558
8 | 327 | 4 | 0.26003
8 | 328 | 4 | 0.29899
8 | 329 | 4 | 0.2608
8 | 330 | 4 | 0.38845
8 | 331 | 4 | 0.35082
8 | 332 | 4 | 0.36308
8 | 333 | 4 | 0.3143
8 | 334 | 4 | 0.48234
8 | 335 | 4 | 0.45622
8 | 336 | 4 | 0.41446
8 | 337 | 4 | 0.56866
8 | 338 | 4 | 0.35352
8 | 339 | 4 | 0.20726
8 | 340 | 4 | 0.38144
8 | 341 | 4 | 0.46424
8 | 342 | 4 | 0.49525
8 | 343 | 4 | 0.50427
8 | 344 | 4 | 0.38239
8 | 345 | 4 | 0.43161
8 | 346 | 4 | 0.41253
8 | 347 | 4 | 0.5394
8 | 348 | 4 | 0.48133
8 | 349 | 4 | 0.34968
8 | 350 | 4 | 0.38638
8 | 351 | 4 | 0.53625
8 | 352 | 4 | 0.33495
8 | 353 | 4 | 0.28566
8 | 354 | 4 | 0.36008
8 | 355 | 4 | 0.28927
8 | 356 | 4 | 0.2959
8 | 357 | 4 | 0.27642
8 | 358 | 4 | 0.19031
8 | 359 | 4 | 0.30345
8 | 360 | 4 | 0.21216
8 | 361 | 4 | 0.24433
8 | 362 | 4 | 0.18164
8 | 363 | 4 | 0.15072
8 | 364 | 4 | 0.16224
8 | 365 | 4 | 0.14929
8 | 366 | 4 | 0.098297
8 | 367 | 4 | 0.059097
8 | 368 | 4 | 0.015403
8 | 369 | 4 | 0
8 | 370 | 4 | 0
8 | 371 | 4 | 0
8 | 372 | 4 | 0
8 | 373 | 4 | 0
8 | 374 | 4 | 0
8 | 375 | 4 | 0
8 | 376 | 4 | 0
8 | 377 | 4 | 0
8 | 378 | 4 | 0
8 | 379 | 4 | 0
8 | 380 | 4 | 0
8 | 381 | 4 | 0
8 | 382 | 4 | 0
8 | 383 | 4 | 0
8 | 384 | 4 | 0
8 | 1 | 5 | 0
8 | 2 | 5 | 0
8 | 3 | 5 | 0
8 | 4 | 5 | 0
8 | 5 | 5 | 0
8 | 6 | 5 | 0
8 | 7 | 5 | 0
8 | 8 | 5 | 0
8 | 9 | 5 | 0
8 | 10 | 5 | 0
8 | 11 | 5 | 0
8 | 12 | 5 | 0
8 | 13 | 5 | 0
8 | 14 | 5 | 0
8 | 15 | 5 | 0
8 | 16 | 5 | 0
8 | 17 | 5 | 0
8 | 18 | 5 | 0
8 | 19 | 5 | 0
8 | 20 | 5 | 0
8 | 21 | 5 | 0
8 | 22 | 5 | 0
8 | 23 | 5 | 0
8 | 24 | 5 | 0
8 | 25 | 5 | 0
8 | 26 | 5 | 0
8 | 27 | 5 | 0
8 | 28 | 5 | 0
8 | 29 | 5 | 0
8 | 30 | 5 | 0
8 | 31 | 5 | 0
8 | 32 | 5 | 0
8 | 33 | 5 | 0
8 | 34 | 5 | 0
8 | 35 | 5 | 0
8 | 36 | 5 | 0
8 | 37 | 5 | 0.013419
8 | 38 | 5 | 0.047993
8 | 39 | 5 | 0.10498
8 | 40 | 5 | 0.095509
8 | 41 | 5 | 0.18564
8 | 42 | 5 | 0.20139
8 | 43 | 5 | 0.27214
8 | 44 | 5 | 0.32296
8 | 45 | 5 | 0.44723
8 | 46 | 5 | 0.22065
8 | 47 | 5 | 0.43848
8 | 48 | 5 | 0.42126
8 | 49 | 5 | 0.43984
8 | 50 | 5 | 0.47139
8 | 51 | 5 | 0.5065
8 | 52 | 5 | 0.39737
8 | 53 | 5 | 0.56323
8 | 54 | 5 | 0.57312
8 | 55 | 5 | 0.52693
8 | 56 | 5 | 0.52763
8 | 57 | 5 | 0.39991
8 | 58 | 5 | 0.36362
8 | 59 | 5 | 0.41076
8 | 60 | 5 | 0.3664
8 | 61 | 5 | 0.37486
8 | 62 | 5 | 0.39894
8 | 63 | 5 | 0.37087
8 | 64 | 5 | 0.23593
8 | 65 | 5 | 0.27667
8 | 66 | 5 | 0.23491
8 | 67 | 5 | 0.19834
8 | 68 | 5 | 0.19811
8 | 69 | 5 | 0.13271
8 | 70 | 5 | 0.10986
8 | 71 | 5 | 0.074601
8 | 72 | 5 | 0.015634
8 | 73 | 5 | 0
8 | 74 | 5 | 0
8 | 75 | 5 | 0
8 | 76 | 5 | 0
8 | 77 | 5 | 0
8 | 78 | 5 | 0
8 | 79 | 5 | 0
8 | 80 | 5 | 0
8 | 81 | 5 | 0
8 | 82 | 5 | 0
8 | 83 | 5 | 0
8 | 84 | 5 | 0
8 | 85 | 5 | 0
8 | 86 | 5 | 0
8 | 87 | 5 | 0
8 | 88 | 5 | 0
8 | 89 | 5 | 0
8 | 90 | 5 | 0
8 | 91 | 5 | 0
8 | 92 | 5 | 0
8 | 93 | 5 | 0
8 | 94 | 5 | 0
8 | 95 | 5 | 0
8 | 96 | 5 | 0
8 | 97 | 5 | 0
8 | 98 | 5 | 0
8 | 99 | 5 | 0
8 | 100 | 5 | 0
8 | 101 | 5 | 0
8 | 102 | 5 | 0
8 | 103 | 5 | 0
8 | 104 | 5 | 0
8 | 105 | 5 | 0
8 | 106 | 5 | 0
8 | 107 | 5 | 0
8 | 108 | 5 | 0
8 | 109 | 5 | 0
8 | 110 | 5 | 0
8 | 111 | 5 | 0
8 | 112 | 5 | 0
8 | 113 | 5 | 0
8 | 114 | 5 | 0
8 | 115 | 5 | 0
8 | 116 | 5 | 0
8 | 117 | 5 | 0
8 | 118 | 5 | 0
8 | 119 | 5 | 0
8 | 120 | 5 | 0
8 | 121 | 5 | 0
8 | 122 | 5 | 0
8 | 123 | 5 | 0
8 | 124 | 5 | 0
8 | 125 | 5 | 0.021503
8 | 126 | 5 | 0.081501
8 | 127 | 5 | 0.13989
8 | 128 | 5 | 0.28543
8 | 129 | 5 | 0.24851
8 | 130 | 5 | 0.20544
8 | 131 | 5 | 0.36712
8 | 132 | 5 | 0.45348
8 | 133 | 5 | 0.47132
8 | 134 | 5 | 0.42624
8 | 135 | 5 | 0.58937
8 | 136 | 5 | 0.44554
8 | 137 | 5 | 0.74383
8 | 138 | 5 | 0.72334
8 | 139 | 5 | 0.86268
8 | 140 | 5 | 0.64006
8 | 141 | 5 | 0.64747
8 | 142 | 5 | 0.63142
8 | 143 | 5 | 0.63686
8 | 144 | 5 | 0.61091
8 | 145 | 5 | 0.77089
8 | 146 | 5 | 0.79001
8 | 147 | 5 | 0.81421
8 | 148 | 5 | 0.8231
8 | 149 | 5 | 0.83486
8 | 150 | 5 | 0.97762
8 | 151 | 5 | 0.75847
8 | 152 | 5 | 0.95473
8 | 153 | 5 | 0.89929
8 | 154 | 5 | 1.097
8 | 155 | 5 | 0.87871
8 | 156 | 5 | 0.98923
8 | 157 | 5 | 0.77482
8 | 158 | 5 | 0.6747
8 | 159 | 5 | 0.90587
8 | 160 | 5 | 0.84951
8 | 161 | 5 | 0.54378
8 | 162 | 5 | 0.7915
8 | 163 | 5 | 0.54806
8 | 164 | 5 | 0.6818
8 | 165 | 5 | 0.51761
8 | 166 | 5 | 0.52504
8 | 167 | 5 | 0.52025
8 | 168 | 5 | 0.65695
8 | 169 | 5 | 0.39746
8 | 170 | 5 | 0.40166
8 | 171 | 5 | 0.29785
8 | 172 | 5 | 0.31161
8 | 173 | 5 | 0.12627
8 | 174 | 5 | 0.13003
8 | 175 | 5 | 0.091171
8 | 176 | 5 | 0.042812
8 | 177 | 5 | 0
8 | 178 | 5 | 0
8 | 179 | 5 | 0
8 | 180 | 5 | 0
8 | 181 | 5 | 0
8 | 182 | 5 | 0
8 | 183 | 5 | 0
8 | 184 | 5 | 0
8 | 185 | 5 | 0
8 | 186 | 5 | 0
8 | 187 | 5 | 0
8 | 188 | 5 | 0
8 | 189 | 5 | 0
8 | 190 | 5 | 0
8 | 191 | 5 | 0
8 | 192 | 5 | 0
8 | 193 | 5 | 0
8 | 194 | 5 | 0
8 | 195 | 5 | 0
8 | 196 | 5 | 0
8 | 197 | 5 | 0
8 | 198 | 5 | 0
8 | 199 | 5 | 0
8 | 200 | 5 | 0
8 | 201 | 5 | 0
8 | 202 | 5 | 0
8 | 203 | 5 | 0
8 | 204 | 5 | 0
8 | 205 | 5 | 0
8 | 206 | 5 | 0
8 | 207 | 5 | 0
8 | 208 | 5 | 0
8 | 209 | 5 | 0
8 | 210 | 5 | 0
8 | 211 | 5 | 0
8 | 212 | 5 | 0
8 | 213 | 5 | 0
8 | 214 | 5 | 0
8 | 215 | 5 | 0
8 | 216 | 5 | 0
8 | 217 | 5 | 0.029295
8 | 218 | 5 | 0.080139
8 | 219 | 5 | 0.20233
8 | 220 | 5 | 0.23965
8 | 221 | 5 | 0.35621
8 | 222 | 5 | 0.39739
8 | 223 | 5 | 0.36657
8 | 224 | 5 | 0.57753
8 | 225 | 5 | 0.65167
8 | 226 | 5 | 0.51423
8 | 227 | 5 | 0.69561
8 | 228 | 5 | 0.82655
8 | 229 | 5 | 0.8078
8 | 230 | 5 | 0.55491
8 | 231 | 5 | 0.83531
8 | 232 | 5 | 0.40018
8 | 233 | 5 | 0.81976
8 | 234 | 5 | 1.1493
8 | 235 | 5 | 0.98788
8 | 236 | 5 | 1.1122
8 | 237 | 5 | 1.0775
8 | 238 | 5 | 1.2053
8 | 239 | 5 | 0.94224
8 | 240 | 5 | 1.2385
8 | 241 | 5 | 0.63403
8 | 242 | 5 | 0.8327
8 | 243 | 5 | 1.1479
8 | 244 | 5 | 1.0104
8 | 245 | 5 | 1.2197
8 | 246 | 5 | 1.0563
8 | 247 | 5 | 0.95924
8 | 248 | 5 | 1.1073
8 | 249 | 5 | 0.41209
8 | 250 | 5 | 1.2082
8 | 251 | 5 | 1.0003
8 | 252 | 5 | 1.0694
8 | 253 | 5 | 1.0601
8 | 254 | 5 | 1.0737
8 | 255 | 5 | 1.1689
8 | 256 | 5 | 0.6788
8 | 257 | 5 | 1.0558
8 | 258 | 5 | 1.245
8 | 259 | 5 | 1.245
8 | 260 | 5 | 0.99488
8 | 261 | 5 | 0.66485
8 | 262 | 5 | 0.83259
8 | 263 | 5 | 0.49708
8 | 264 | 5 | 0.92153
8 | 265 | 5 | 0.74772
8 | 266 | 5 | 0.33473
8 | 267 | 5 | 0.50023
8 | 268 | 5 | 0.59902
8 | 269 | 5 | 0.47499
8 | 270 | 5 | 0.48763
8 | 271 | 5 | 0.40025
8 | 272 | 5 | 0.37974
8 | 273 | 5 | 0.26485
8 | 274 | 5 | 0.24991
8 | 275 | 5 | 0.13363
8 | 276 | 5 | 0.042564
8 | 277 | 5 | 0
8 | 278 | 5 | 0
8 | 279 | 5 | 0
8 | 280 | 5 | 0
8 | 281 | 5 | 0
8 | 282 | 5 | 0
8 | 283 | 5 | 0
8 | 284 | 5 | 0
8 | 285 | 5 | 0
8 | 286 | 5 | 0
8 | 287 | 5 | 0
8 | 288 | 5 | 0
8 | 289 | 5 | 0
8 | 290 | 5 | 0
8 | 291 | 5 | 0
8 | 292 | 5 | 0
8 | 293 | 5 | 0
8 | 294 | 5 | 0
8 | 295 | 5 | 0
8 | 296 | 5 | 0
8 | 297 | 5 | 0
8 | 298 | 5 | 0
8 | 299 | 5 | 0
8 | 300 | 5 | 0
8 | 301 | 5 | 0
8 | 302 | 5 | 0
8 | 303 | 5 | 0
8 | 304 | 5 | 0
8 | 305 | 5 | 0
8 | 306 | 5 | 0
8 | 307 | 5 | 0
8 | 308 | 5 | 0
8 | 309 | 5 | 0
8 | 310 | 5 | 0
8 | 311 | 5 | 0
8 | 312 | 5 | 0
8 | 313 | 5 | 0
8 | 314 | 5 | 0
8 | 315 | 5 | 0
8 | 316 | 5 | 0
8 | 317 | 5 | 0.019522
8 | 318 | 5 | 0.040095
8 | 319 | 5 | 0.064304
8 | 320 | 5 | 0.13077
8 | 321 | 5 | 0.14253
8 | 322 | 5 | 0.13852
8 | 323 | 5 | 0.24511
8 | 324 | 5 | 0.15673
8 | 325 | 5 | 0.19046
8 | 326 | 5 | 0.16558
8 | 327 | 5 | 0.26003
8 | 328 | 5 | 0.29899
8 | 329 | 5 | 0.2608
8 | 330 | 5 | 0.38845
8 | 331 | 5 | 0.35082
8 | 332 | 5 | 0.36308
8 | 333 | 5 | 0.3143
8 | 334 | 5 | 0.48234
8 | 335 | 5 | 0.45622
8 | 336 | 5 | 0.41446
8 | 337 | 5 | 0.56866
8 | 338 | 5 | 0.35352
8 | 339 | 5 | 0.20726
8 | 340 | 5 | 0.38144
8 | 341 | 5 | 0.46424
8 | 342 | 5 | 0.49525
8 | 343 | 5 | 0.50427
8 | 344 | 5 | 0.38239
8 | 345 | 5 | 0.43161
8 | 346 | 5 | 0.41253
8 | 347 | 5 | 0.5394
8 | 348 | 5 | 0.48133
8 | 349 | 5 | 0.34968
8 | 350 | 5 | 0.38638
8 | 351 | 5 | 0.53625
8 | 352 | 5 | 0.33495
8 | 353 | 5 | 0.28566
8 | 354 | 5 | 0.36008
8 | 355 | 5 | 0.28927
8 | 356 | 5 | 0.2959
8 | 357 | 5 | 0.27642
8 | 358 | 5 | 0.19031
8 | 359 | 5 | 0.30345
8 | 360 | 5 | 0.21216
8 | 361 | 5 | 0.24433
8 | 362 | 5 | 0.18164
8 | 363 | 5 | 0.15072
8 | 364 | 5 | 0.16224
8 | 365 | 5 | 0.14929
8 | 366 | 5 | 0.098297
8 | 367 | 5 | 0.059097
8 | 368 | 5 | 0.015403
8 | 369 | 5 | 0
8 | 370 | 5 | 0
8 | 371 | 5 | 0
8 | 372 | 5 | 0
8 | 373 | 5 | 0
8 | 374 | 5 | 0
8 | 375 | 5 | 0
8 | 376 | 5 | 0
8 | 377 | 5 | 0
8 | 378 | 5 | 0
8 | 379 | 5 | 0
8 | 380 | 5 | 0
8 | 381 | 5 | 0
8 | 382 | 5 | 0
8 | 383 | 5 | 0
8 | 384 | 5 | 0
8 | 1 | 6 | 0
8 | 2 | 6 | 0
8 | 3 | 6 | 0
8 | 4 | 6 | 0
8 | 5 | 6 | 0
8 | 6 | 6 | 0
8 | 7 | 6 | 0
8 | 8 | 6 | 0
8 | 9 | 6 | 0
8 | 10 | 6 | 0
8 | 11 | 6 | 0
8 | 12 | 6 | 0
8 | 13 | 6 | 0
8 | 14 | 6 | 0
8 | 15 | 6 | 0
8 | 16 | 6 | 0
8 | 17 | 6 | 0
8 | 18 | 6 | 0
8 | 19 | 6 | 0
8 | 20 | 6 | 0
8 | 21 | 6 | 0
8 | 22 | 6 | 0
8 | 23 | 6 | 0
8 | 24 | 6 | 0
8 | 25 | 6 | 0
8 | 26 | 6 | 0
8 | 27 | 6 | 0
8 | 28 | 6 | 0
8 | 29 | 6 | 0
8 | 30 | 6 | 0
8 | 31 | 6 | 0
8 | 32 | 6 | 0
8 | 33 | 6 | 0
8 | 34 | 6 | 0
8 | 35 | 6 | 0
8 | 36 | 6 | 0
8 | 37 | 6 | 0.013419
8 | 38 | 6 | 0.047993
8 | 39 | 6 | 0.10498
8 | 40 | 6 | 0.095509
8 | 41 | 6 | 0.18564
8 | 42 | 6 | 0.20139
8 | 43 | 6 | 0.27214
8 | 44 | 6 | 0.32296
8 | 45 | 6 | 0.44723
8 | 46 | 6 | 0.22065
8 | 47 | 6 | 0.43848
8 | 48 | 6 | 0.42126
8 | 49 | 6 | 0.43984
8 | 50 | 6 | 0.47139
8 | 51 | 6 | 0.5065
8 | 52 | 6 | 0.39737
8 | 53 | 6 | 0.56323
8 | 54 | 6 | 0.57312
8 | 55 | 6 | 0.52693
8 | 56 | 6 | 0.52763
8 | 57 | 6 | 0.39991
8 | 58 | 6 | 0.36362
8 | 59 | 6 | 0.41076
8 | 60 | 6 | 0.3664
8 | 61 | 6 | 0.37486
8 | 62 | 6 | 0.39894
8 | 63 | 6 | 0.37087
8 | 64 | 6 | 0.23593
8 | 65 | 6 | 0.27667
8 | 66 | 6 | 0.23491
8 | 67 | 6 | 0.19834
8 | 68 | 6 | 0.19811
8 | 69 | 6 | 0.13271
8 | 70 | 6 | 0.10986
8 | 71 | 6 | 0.074601
8 | 72 | 6 | 0.015634
8 | 73 | 6 | 0
8 | 74 | 6 | 0
8 | 75 | 6 | 0
8 | 76 | 6 | 0
8 | 77 | 6 | 0
8 | 78 | 6 | 0
8 | 79 | 6 | 0
8 | 80 | 6 | 0
8 | 81 | 6 | 0
8 | 82 | 6 | 0
8 | 83 | 6 | 0
8 | 84 | 6 | 0
8 | 85 | 6 | 0
8 | 86 | 6 | 0
8 | 87 | 6 | 0
8 | 88 | 6 | 0
8 | 89 | 6 | 0
8 | 90 | 6 | 0
8 | 91 | 6 | 0
8 | 92 | 6 | 0
8 | 93 | 6 | 0
8 | 94 | 6 | 0
8 | 95 | 6 | 0
8 | 96 | 6 | 0
8 | 97 | 6 | 0
8 | 98 | 6 | 0
8 | 99 | 6 | 0
8 | 100 | 6 | 0
8 | 101 | 6 | 0
8 | 102 | 6 | 0
8 | 103 | 6 | 0
8 | 104 | 6 | 0
8 | 105 | 6 | 0
8 | 106 | 6 | 0
8 | 107 | 6 | 0
8 | 108 | 6 | 0
8 | 109 | 6 | 0
8 | 110 | 6 | 0
8 | 111 | 6 | 0
8 | 112 | 6 | 0
8 | 113 | 6 | 0
8 | 114 | 6 | 0
8 | 115 | 6 | 0
8 | 116 | 6 | 0
8 | 117 | 6 | 0
8 | 118 | 6 | 0
8 | 119 | 6 | 0
8 | 120 | 6 | 0
8 | 121 | 6 | 0
8 | 122 | 6 | 0
8 | 123 | 6 | 0
8 | 124 | 6 | 0
8 | 125 | 6 | 0.021503
8 | 126 | 6 | 0.081501
8 | 127 | 6 | 0.13989
8 | 128 | 6 | 0.28543
8 | 129 | 6 | 0.24851
8 | 130 | 6 | 0.20544
8 | 131 | 6 | 0.36712
8 | 132 | 6 | 0.45348
8 | 133 | 6 | 0.47132
8 | 134 | 6 | 0.42624
8 | 135 | 6 | 0.58937
8 | 136 | 6 | 0.44554
8 | 137 | 6 | 0.74383
8 | 138 | 6 | 0.72334
8 | 139 | 6 | 0.86268
8 | 140 | 6 | 0.64006
8 | 141 | 6 | 0.64747
8 | 142 | 6 | 0.63142
8 | 143 | 6 | 0.63686
8 | 144 | 6 | 0.61091
8 | 145 | 6 | 0.77089
8 | 146 | 6 | 0.79001
8 | 147 | 6 | 0.81421
8 | 148 | 6 | 0.8231
8 | 149 | 6 | 0.83486
8 | 150 | 6 | 0.97762
8 | 151 | 6 | 0.75847
8 | 152 | 6 | 0.95473
8 | 153 | 6 | 0.89929
8 | 154 | 6 | 1.097
8 | 155 | 6 | 0.87871
8 | 156 | 6 | 0.98923
8 | 157 | 6 | 0.77482
8 | 158 | 6 | 0.6747
8 | 159 | 6 | 0.90587
8 | 160 | 6 | 0.84951
8 | 161 | 6 | 0.54378
8 | 162 | 6 | 0.7915
8 | 163 | 6 | 0.54806
8 | 164 | 6 | 0.6818
8 | 165 | 6 | 0.51761
8 | 166 | 6 | 0.52504
8 | 167 | 6 | 0.52025
8 | 168 | 6 | 0.65695
8 | 169 | 6 | 0.39746
8 | 170 | 6 | 0.40166
8 | 171 | 6 | 0.29785
8 | 172 | 6 | 0.31161
8 | 173 | 6 | 0.12627
8 | 174 | 6 | 0.13003
8 | 175 | 6 | 0.091171
8 | 176 | 6 | 0.042812
8 | 177 | 6 | 0
8 | 178 | 6 | 0
8 | 179 | 6 | 0
8 | 180 | 6 | 0
8 | 181 | 6 | 0
8 | 182 | 6 | 0
8 | 183 | 6 | 0
8 | 184 | 6 | 0
8 | 185 | 6 | 0
8 | 186 | 6 | 0
8 | 187 | 6 | 0
8 | 188 | 6 | 0
8 | 189 | 6 | 0
8 | 190 | 6 | 0
8 | 191 | 6 | 0
8 | 192 | 6 | 0
8 | 193 | 6 | 0
8 | 194 | 6 | 0
8 | 195 | 6 | 0
8 | 196 | 6 | 0
8 | 197 | 6 | 0
8 | 198 | 6 | 0
8 | 199 | 6 | 0
8 | 200 | 6 | 0
8 | 201 | 6 | 0
8 | 202 | 6 | 0
8 | 203 | 6 | 0
8 | 204 | 6 | 0
8 | 205 | 6 | 0
8 | 206 | 6 | 0
8 | 207 | 6 | 0
8 | 208 | 6 | 0
8 | 209 | 6 | 0
8 | 210 | 6 | 0
8 | 211 | 6 | 0
8 | 212 | 6 | 0
8 | 213 | 6 | 0
8 | 214 | 6 | 0
8 | 215 | 6 | 0
8 | 216 | 6 | 0
8 | 217 | 6 | 0.029295
8 | 218 | 6 | 0.080139
8 | 219 | 6 | 0.20233
8 | 220 | 6 | 0.23965
8 | 221 | 6 | 0.35621
8 | 222 | 6 | 0.39739
8 | 223 | 6 | 0.36657
8 | 224 | 6 | 0.57753
8 | 225 | 6 | 0.65167
8 | 226 | 6 | 0.51423
8 | 227 | 6 | 0.69561
8 | 228 | 6 | 0.82655
8 | 229 | 6 | 0.8078
8 | 230 | 6 | 0.55491
8 | 231 | 6 | 0.83531
8 | 232 | 6 | 0.40018
8 | 233 | 6 | 0.81976
8 | 234 | 6 | 1.1493
8 | 235 | 6 | 0.98788
8 | 236 | 6 | 1.1122
8 | 237 | 6 | 1.0775
8 | 238 | 6 | 1.2053
8 | 239 | 6 | 0.94224
8 | 240 | 6 | 1.2385
8 | 241 | 6 | 0.63403
8 | 242 | 6 | 0.8327
8 | 243 | 6 | 1.1479
8 | 244 | 6 | 1.0104
8 | 245 | 6 | 1.2197
8 | 246 | 6 | 1.0563
8 | 247 | 6 | 0.95924
8 | 248 | 6 | 1.1073
8 | 249 | 6 | 0.41209
8 | 250 | 6 | 1.2082
8 | 251 | 6 | 1.0003
8 | 252 | 6 | 1.0694
8 | 253 | 6 | 1.0601
8 | 254 | 6 | 1.0737
8 | 255 | 6 | 1.1689
8 | 256 | 6 | 0.6788
8 | 257 | 6 | 1.0558
8 | 258 | 6 | 1.245
8 | 259 | 6 | 1.245
8 | 260 | 6 | 0.99488
8 | 261 | 6 | 0.66485
8 | 262 | 6 | 0.83259
8 | 263 | 6 | 0.49708
8 | 264 | 6 | 0.92153
8 | 265 | 6 | 0.74772
8 | 266 | 6 | 0.33473
8 | 267 | 6 | 0.50023
8 | 268 | 6 | 0.59902
8 | 269 | 6 | 0.47499
8 | 270 | 6 | 0.48763
8 | 271 | 6 | 0.40025
8 | 272 | 6 | 0.37974
8 | 273 | 6 | 0.26485
8 | 274 | 6 | 0.24991
8 | 275 | 6 | 0.13363
8 | 276 | 6 | 0.042564
8 | 277 | 6 | 0
8 | 278 | 6 | 0
8 | 279 | 6 | 0
8 | 280 | 6 | 0
8 | 281 | 6 | 0
8 | 282 | 6 | 0
8 | 283 | 6 | 0
8 | 284 | 6 | 0
8 | 285 | 6 | 0
8 | 286 | 6 | 0
8 | 287 | 6 | 0
8 | 288 | 6 | 0
8 | 289 | 6 | 0
8 | 290 | 6 | 0
8 | 291 | 6 | 0
8 | 292 | 6 | 0
8 | 293 | 6 | 0
8 | 294 | 6 | 0
8 | 295 | 6 | 0
8 | 296 | 6 | 0
8 | 297 | 6 | 0
8 | 298 | 6 | 0
8 | 299 | 6 | 0
8 | 300 | 6 | 0
8 | 301 | 6 | 0
8 | 302 | 6 | 0
8 | 303 | 6 | 0
8 | 304 | 6 | 0
8 | 305 | 6 | 0
8 | 306 | 6 | 0
8 | 307 | 6 | 0
8 | 308 | 6 | 0
8 | 309 | 6 | 0
8 | 310 | 6 | 0
8 | 311 | 6 | 0
8 | 312 | 6 | 0
8 | 313 | 6 | 0
8 | 314 | 6 | 0
8 | 315 | 6 | 0
8 | 316 | 6 | 0
8 | 317 | 6 | 0.019522
8 | 318 | 6 | 0.040095
8 | 319 | 6 | 0.064304
8 | 320 | 6 | 0.13077
8 | 321 | 6 | 0.14253
8 | 322 | 6 | 0.13852
8 | 323 | 6 | 0.24511
8 | 324 | 6 | 0.15673
8 | 325 | 6 | 0.19046
8 | 326 | 6 | 0.16558
8 | 327 | 6 | 0.26003
8 | 328 | 6 | 0.29899
8 | 329 | 6 | 0.2608
8 | 330 | 6 | 0.38845
8 | 331 | 6 | 0.35082
8 | 332 | 6 | 0.36308
8 | 333 | 6 | 0.3143
8 | 334 | 6 | 0.48234
8 | 335 | 6 | 0.45622
8 | 336 | 6 | 0.41446
8 | 337 | 6 | 0.56866
8 | 338 | 6 | 0.35352
8 | 339 | 6 | 0.20726
8 | 340 | 6 | 0.38144
8 | 341 | 6 | 0.46424
8 | 342 | 6 | 0.49525
8 | 343 | 6 | 0.50427
8 | 344 | 6 | 0.38239
8 | 345 | 6 | 0.43161
8 | 346 | 6 | 0.41253
8 | 347 | 6 | 0.5394
8 | 348 | 6 | 0.48133
8 | 349 | 6 | 0.34968
8 | 350 | 6 | 0.38638
8 | 351 | 6 | 0.53625
8 | 352 | 6 | 0.33495
8 | 353 | 6 | 0.28566
8 | 354 | 6 | 0.36008
8 | 355 | 6 | 0.28927
8 | 356 | 6 | 0.2959
8 | 357 | 6 | 0.27642
8 | 358 | 6 | 0.19031
8 | 359 | 6 | 0.30345
8 | 360 | 6 | 0.21216
8 | 361 | 6 | 0.24433
8 | 362 | 6 | 0.18164
8 | 363 | 6 | 0.15072
8 | 364 | 6 | 0.16224
8 | 365 | 6 | 0.14929
8 | 366 | 6 | 0.098297
8 | 367 | 6 | 0.059097
8 | 368 | 6 | 0.015403
8 | 369 | 6 | 0
8 | 370 | 6 | 0
8 | 371 | 6 | 0
8 | 372 | 6 | 0
8 | 373 | 6 | 0
8 | 374 | 6 | 0
8 | 375 | 6 | 0
8 | 376 | 6 | 0
8 | 377 | 6 | 0
8 | 378 | 6 | 0
8 | 379 | 6 | 0
8 | 380 | 6 | 0
8 | 381 | 6 | 0
8 | 382 | 6 | 0
8 | 383 | 6 | 0
8 | 384 | 6 | 0
8 | 1 | 7 | 0
8 | 2 | 7 | 0
8 | 3 | 7 | 0
8 | 4 | 7 | 0
8 | 5 | 7 | 0
8 | 6 | 7 | 0
8 | 7 | 7 | 0
8 | 8 | 7 | 0
8 | 9 | 7 | 0
8 | 10 | 7 | 0
8 | 11 | 7 | 0
8 | 12 | 7 | 0
8 | 13 | 7 | 0
8 | 14 | 7 | 0
8 | 15 | 7 | 0
8 | 16 | 7 | 0
8 | 17 | 7 | 0
8 | 18 | 7 | 0
8 | 19 | 7 | 0
8 | 20 | 7 | 0
8 | 21 | 7 | 0
8 | 22 | 7 | 0
8 | 23 | 7 | 0
8 | 24 | 7 | 0
8 | 25 | 7 | 0
8 | 26 | 7 | 0
8 | 27 | 7 | 0
8 | 28 | 7 | 0
8 | 29 | 7 | 0
8 | 30 | 7 | 0
8 | 31 | 7 | 0
8 | 32 | 7 | 0
8 | 33 | 7 | 0
8 | 34 | 7 | 0
8 | 35 | 7 | 0
8 | 36 | 7 | 0
8 | 37 | 7 | 0.0090143
8 | 38 | 7 | 0.03243
8 | 39 | 7 | 0.068525
8 | 40 | 7 | 0.064323
8 | 41 | 7 | 0.12618
8 | 42 | 7 | 0.13562
8 | 43 | 7 | 0.17973
8 | 44 | 7 | 0.21784
8 | 45 | 7 | 0.29306
8 | 46 | 7 | 0.14678
8 | 47 | 7 | 0.29713
8 | 48 | 7 | 0.27838
8 | 49 | 7 | 0.29059
8 | 50 | 7 | 0.30926
8 | 51 | 7 | 0.33063
8 | 52 | 7 | 0.26686
8 | 53 | 7 | 0.37086
8 | 54 | 7 | 0.37827
8 | 55 | 7 | 0.35116
8 | 56 | 7 | 0.34495
8 | 57 | 7 | 0.26742
8 | 58 | 7 | 0.23874
8 | 59 | 7 | 0.27485
8 | 60 | 7 | 0.24627
8 | 61 | 7 | 0.24562
8 | 62 | 7 | 0.265
8 | 63 | 7 | 0.24922
8 | 64 | 7 | 0.15672
8 | 65 | 7 | 0.18085
8 | 66 | 7 | 0.15684
8 | 67 | 7 | 0.13312
8 | 68 | 7 | 0.13216
8 | 69 | 7 | 0.090056
8 | 70 | 7 | 0.0735
8 | 71 | 7 | 0.050543
8 | 72 | 7 | 0.010261
8 | 73 | 7 | 0
8 | 74 | 7 | 0
8 | 75 | 7 | 0
8 | 76 | 7 | 0
8 | 77 | 7 | 0
8 | 78 | 7 | 0
8 | 79 | 7 | 0
8 | 80 | 7 | 0
8 | 81 | 7 | 0
8 | 82 | 7 | 0
8 | 83 | 7 | 0
8 | 84 | 7 | 0
8 | 85 | 7 | 0
8 | 86 | 7 | 0
8 | 87 | 7 | 0
8 | 88 | 7 | 0
8 | 89 | 7 | 0
8 | 90 | 7 | 0
8 | 91 | 7 | 0
8 | 92 | 7 | 0
8 | 93 | 7 | 0
8 | 94 | 7 | 0
8 | 95 | 7 | 0
8 | 96 | 7 | 0
8 | 97 | 7 | 0
8 | 98 | 7 | 0
8 | 99 | 7 | 0
8 | 100 | 7 | 0
8 | 101 | 7 | 0
8 | 102 | 7 | 0
8 | 103 | 7 | 0
8 | 104 | 7 | 0
8 | 105 | 7 | 0
8 | 106 | 7 | 0
8 | 107 | 7 | 0
8 | 108 | 7 | 0
8 | 109 | 7 | 0
8 | 110 | 7 | 0
8 | 111 | 7 | 0
8 | 112 | 7 | 0
8 | 113 | 7 | 0
8 | 114 | 7 | 0
8 | 115 | 7 | 0
8 | 116 | 7 | 0
8 | 117 | 7 | 0
8 | 118 | 7 | 0
8 | 119 | 7 | 0
8 | 120 | 7 | 0
8 | 121 | 7 | 0
8 | 122 | 7 | 0
8 | 123 | 7 | 0
8 | 124 | 7 | 0
8 | 125 | 7 | 0.014544
8 | 126 | 7 | 0.054422
8 | 127 | 7 | 0.093463
8 | 128 | 7 | 0.19292
8 | 129 | 7 | 0.16299
8 | 130 | 7 | 0.13568
8 | 131 | 7 | 0.24561
8 | 132 | 7 | 0.30801
8 | 133 | 7 | 0.31501
8 | 134 | 7 | 0.27822
8 | 135 | 7 | 0.39771
8 | 136 | 7 | 0.29365
8 | 137 | 7 | 0.50207
8 | 138 | 7 | 0.47995
8 | 139 | 7 | 0.58358
8 | 140 | 7 | 0.43101
8 | 141 | 7 | 0.43266
8 | 142 | 7 | 0.41437
8 | 143 | 7 | 0.41649
8 | 144 | 7 | 0.40064
8 | 145 | 7 | 0.50379
8 | 146 | 7 | 0.51777
8 | 147 | 7 | 0.53646
8 | 148 | 7 | 0.55352
8 | 149 | 7 | 0.55795
8 | 150 | 7 | 0.63795
8 | 151 | 7 | 0.49629
8 | 152 | 7 | 0.64841
8 | 153 | 7 | 0.60122
8 | 154 | 7 | 0.72208
8 | 155 | 7 | 0.57963
8 | 156 | 7 | 0.66605
8 | 157 | 7 | 0.50982
8 | 158 | 7 | 0.45131
8 | 159 | 7 | 0.6153
8 | 160 | 7 | 0.5743
8 | 161 | 7 | 0.3585
8 | 162 | 7 | 0.52753
8 | 163 | 7 | 0.36718
8 | 164 | 7 | 0.4606
8 | 165 | 7 | 0.33999
8 | 166 | 7 | 0.34271
8 | 167 | 7 | 0.34039
8 | 168 | 7 | 0.43771
8 | 169 | 7 | 0.26613
8 | 170 | 7 | 0.26854
8 | 171 | 7 | 0.19703
8 | 172 | 7 | 0.2118
8 | 173 | 7 | 0.084456
8 | 174 | 7 | 0.086249
8 | 175 | 7 | 0.060909
8 | 176 | 7 | 0.028827
8 | 177 | 7 | 0
8 | 178 | 7 | 0
8 | 179 | 7 | 0
8 | 180 | 7 | 0
8 | 181 | 7 | 0
8 | 182 | 7 | 0
8 | 183 | 7 | 0
8 | 184 | 7 | 0
8 | 185 | 7 | 0
8 | 186 | 7 | 0
8 | 187 | 7 | 0
8 | 188 | 7 | 0
8 | 189 | 7 | 0
8 | 190 | 7 | 0
8 | 191 | 7 | 0
8 | 192 | 7 | 0
8 | 193 | 7 | 0
8 | 194 | 7 | 0
8 | 195 | 7 | 0
8 | 196 | 7 | 0
8 | 197 | 7 | 0
8 | 198 | 7 | 0
8 | 199 | 7 | 0
8 | 200 | 7 | 0
8 | 201 | 7 | 0
8 | 202 | 7 | 0
8 | 203 | 7 | 0
8 | 204 | 7 | 0
8 | 205 | 7 | 0
8 | 206 | 7 | 0
8 | 207 | 7 | 0
8 | 208 | 7 | 0
8 | 209 | 7 | 0
8 | 210 | 7 | 0
8 | 211 | 7 | 0
8 | 212 | 7 | 0
8 | 213 | 7 | 0
8 | 214 | 7 | 0
8 | 215 | 7 | 0
8 | 216 | 7 | 0
8 | 217 | 7 | 0.019124
8 | 218 | 7 | 0.054387
8 | 219 | 7 | 0.13667
8 | 220 | 7 | 0.15641
8 | 221 | 7 | 0.23418
8 | 222 | 7 | 0.26304
8 | 223 | 7 | 0.2405
8 | 224 | 7 | 0.38986
8 | 225 | 7 | 0.4316
8 | 226 | 7 | 0.34889
8 | 227 | 7 | 0.46532
8 | 228 | 7 | 0.55947
8 | 229 | 7 | 0.54605
8 | 230 | 7 | 0.37598
8 | 231 | 7 | 0.55594
8 | 232 | 7 | 0.2673
8 | 233 | 7 | 0.55314
8 | 234 | 7 | 0.75924
8 | 235 | 7 | 0.65832
8 | 236 | 7 | 0.74448
8 | 237 | 7 | 0.70322
8 | 238 | 7 | 0.80665
8 | 239 | 7 | 0.62641
8 | 240 | 7 | 0.836
8 | 241 | 7 | 0.41938
8 | 242 | 7 | 0.56393
8 | 243 | 7 | 0.7677
8 | 244 | 7 | 0.66451
8 | 245 | 7 | 0.82263
8 | 246 | 7 | 0.70745
8 | 247 | 7 | 0.62715
8 | 248 | 7 | 0.73573
8 | 249 | 7 | 0.27675
8 | 250 | 7 | 0.81907
8 | 251 | 7 | 0.65241
8 | 252 | 7 | 0.72655
8 | 253 | 7 | 0.70306
8 | 254 | 7 | 0.72939
8 | 255 | 7 | 0.78263
8 | 256 | 7 | 0.45857
8 | 257 | 7 | 0.70602
8 | 258 | 7 | 1.0113
8 | 259 | 7 | 0.90635
8 | 260 | 7 | 0.66564
8 | 261 | 7 | 0.44775
8 | 262 | 7 | 0.56311
8 | 263 | 7 | 0.33484
8 | 264 | 7 | 0.61934
8 | 265 | 7 | 0.50582
8 | 266 | 7 | 0.22148
8 | 267 | 7 | 0.33583
8 | 268 | 7 | 0.39852
8 | 269 | 7 | 0.31509
8 | 270 | 7 | 0.32387
8 | 271 | 7 | 0.26573
8 | 272 | 7 | 0.2512
8 | 273 | 7 | 0.17745
8 | 274 | 7 | 0.16612
8 | 275 | 7 | 0.090777
8 | 276 | 7 | 0.028583
8 | 277 | 7 | 0
8 | 278 | 7 | 0
8 | 279 | 7 | 0
8 | 280 | 7 | 0
8 | 281 | 7 | 0
8 | 282 | 7 | 0
8 | 283 | 7 | 0
8 | 284 | 7 | 0
8 | 285 | 7 | 0
8 | 286 | 7 | 0
8 | 287 | 7 | 0
8 | 288 | 7 | 0
8 | 289 | 7 | 0
8 | 290 | 7 | 0
8 | 291 | 7 | 0
8 | 292 | 7 | 0
8 | 293 | 7 | 0
8 | 294 | 7 | 0
8 | 295 | 7 | 0
8 | 296 | 7 | 0
8 | 297 | 7 | 0
8 | 298 | 7 | 0
8 | 299 | 7 | 0
8 | 300 | 7 | 0
8 | 301 | 7 | 0
8 | 302 | 7 | 0
8 | 303 | 7 | 0
8 | 304 | 7 | 0
8 | 305 | 7 | 0
8 | 306 | 7 | 0
8 | 307 | 7 | 0
8 | 308 | 7 | 0
8 | 309 | 7 | 0
8 | 310 | 7 | 0
8 | 311 | 7 | 0
8 | 312 | 7 | 0
8 | 313 | 7 | 0
8 | 314 | 7 | 0
8 | 315 | 7 | 0
8 | 316 | 7 | 0
8 | 317 | 7 | 0.013136
8 | 318 | 7 | 0.026397
8 | 319 | 7 | 0.042409
8 | 320 | 7 | 0.088418
8 | 321 | 7 | 0.094684
8 | 322 | 7 | 0.092789
8 | 323 | 7 | 0.16155
8 | 324 | 7 | 0.1027
8 | 325 | 7 | 0.12705
8 | 326 | 7 | 0.11028
8 | 327 | 7 | 0.17077
8 | 328 | 7 | 0.20033
8 | 329 | 7 | 0.17419
8 | 330 | 7 | 0.26061
8 | 331 | 7 | 0.23031
8 | 332 | 7 | 0.24454
8 | 333 | 7 | 0.20705
8 | 334 | 7 | 0.32182
8 | 335 | 7 | 0.30768
8 | 336 | 7 | 0.27058
8 | 337 | 7 | 0.37629
8 | 338 | 7 | 0.23923
8 | 339 | 7 | 0.14011
8 | 340 | 7 | 0.2547
8 | 341 | 7 | 0.31408
8 | 342 | 7 | 0.33613
8 | 343 | 7 | 0.34063
8 | 344 | 7 | 0.25858
8 | 345 | 7 | 0.28276
8 | 346 | 7 | 0.27673
8 | 347 | 7 | 0.3626
8 | 348 | 7 | 0.32235
8 | 349 | 7 | 0.23596
8 | 350 | 7 | 0.25239
8 | 351 | 7 | 0.36144
8 | 352 | 7 | 0.22541
8 | 353 | 7 | 0.18849
8 | 354 | 7 | 0.23757
8 | 355 | 7 | 0.1939
8 | 356 | 7 | 0.19598
8 | 357 | 7 | 0.1865
8 | 358 | 7 | 0.12659
8 | 359 | 7 | 0.20463
8 | 360 | 7 | 0.14422
8 | 361 | 7 | 0.16151
8 | 362 | 7 | 0.11924
8 | 363 | 7 | 0.10211
8 | 364 | 7 | 0.10835
8 | 365 | 7 | 0.10142
8 | 366 | 7 | 0.0659
8 | 367 | 7 | 0.040177
8 | 368 | 7 | 0.010288
8 | 369 | 7 | 0
8 | 370 | 7 | 0
8 | 371 | 7 | 0
8 | 372 | 7 | 0
8 | 373 | 7 | 0
8 | 374 | 7 | 0
8 | 375 | 7 | 0
8 | 376 | 7 | 0
8 | 377 | 7 | 0
8 | 378 | 7 | 0
8 | 379 | 7 | 0
8 | 380 | 7 | 0
8 | 381 | 7 | 0
8 | 382 | 7 | 0
8 | 383 | 7 | 0
8 | 384 | 7 | 0
8 | 1 | 8 | 0
8 | 2 | 8 | 0
8 | 3 | 8 | 0
8 | 4 | 8 | 0
8 | 5 | 8 | 0
8 | 6 | 8 | 0
8 | 7 | 8 | 0
8 | 8 | 8 | 0
8 | 9 | 8 | 0
8 | 10 | 8 | 0
8 | 11 | 8 | 0
8 | 12 | 8 | 0
8 | 13 | 8 | 0
8 | 14 | 8 | 0
8 | 15 | 8 | 0
8 | 16 | 8 | 0
8 | 17 | 8 | 0
8 | 18 | 8 | 0
8 | 19 | 8 | 0
8 | 20 | 8 | 0
8 | 21 | 8 | 0
8 | 22 | 8 | 0
8 | 23 | 8 | 0
8 | 24 | 8 | 0
8 | 25 | 8 | 0
8 | 26 | 8 | 0
8 | 27 | 8 | 0
8 | 28 | 8 | 0
8 | 29 | 8 | 0
8 | 30 | 8 | 0
8 | 31 | 8 | 0
8 | 32 | 8 | 0
8 | 33 | 8 | 0
8 | 34 | 8 | 0
8 | 35 | 8 | 0
8 | 36 | 8 | 0
8 | 37 | 8 | 0.0090143
8 | 38 | 8 | 0.03243
8 | 39 | 8 | 0.068525
8 | 40 | 8 | 0.064323
8 | 41 | 8 | 0.12618
8 | 42 | 8 | 0.13562
8 | 43 | 8 | 0.17973
8 | 44 | 8 | 0.21784
8 | 45 | 8 | 0.29306
8 | 46 | 8 | 0.14678
8 | 47 | 8 | 0.29713
8 | 48 | 8 | 0.27838
8 | 49 | 8 | 0.29059
8 | 50 | 8 | 0.30926
8 | 51 | 8 | 0.33063
8 | 52 | 8 | 0.26686
8 | 53 | 8 | 0.37086
8 | 54 | 8 | 0.37827
8 | 55 | 8 | 0.35116
8 | 56 | 8 | 0.34495
8 | 57 | 8 | 0.26742
8 | 58 | 8 | 0.23874
8 | 59 | 8 | 0.27485
8 | 60 | 8 | 0.24627
8 | 61 | 8 | 0.24562
8 | 62 | 8 | 0.265
8 | 63 | 8 | 0.24922
8 | 64 | 8 | 0.15672
8 | 65 | 8 | 0.18085
8 | 66 | 8 | 0.15684
8 | 67 | 8 | 0.13312
8 | 68 | 8 | 0.13216
8 | 69 | 8 | 0.090056
8 | 70 | 8 | 0.0735
8 | 71 | 8 | 0.050543
8 | 72 | 8 | 0.010261
8 | 73 | 8 | 0
8 | 74 | 8 | 0
8 | 75 | 8 | 0
8 | 76 | 8 | 0
8 | 77 | 8 | 0
8 | 78 | 8 | 0
8 | 79 | 8 | 0
8 | 80 | 8 | 0
8 | 81 | 8 | 0
8 | 82 | 8 | 0
8 | 83 | 8 | 0
8 | 84 | 8 | 0
8 | 85 | 8 | 0
8 | 86 | 8 | 0
8 | 87 | 8 | 0
8 | 88 | 8 | 0
8 | 89 | 8 | 0
8 | 90 | 8 | 0
8 | 91 | 8 | 0
8 | 92 | 8 | 0
8 | 93 | 8 | 0
8 | 94 | 8 | 0
8 | 95 | 8 | 0
8 | 96 | 8 | 0
8 | 97 | 8 | 0
8 | 98 | 8 | 0
8 | 99 | 8 | 0
8 | 100 | 8 | 0
8 | 101 | 8 | 0
8 | 102 | 8 | 0
8 | 103 | 8 | 0
8 | 104 | 8 | 0
8 | 105 | 8 | 0
8 | 106 | 8 | 0
8 | 107 | 8 | 0
8 | 108 | 8 | 0
8 | 109 | 8 | 0
8 | 110 | 8 | 0
8 | 111 | 8 | 0
8 | 112 | 8 | 0
8 | 113 | 8 | 0
8 | 114 | 8 | 0
8 | 115 | 8 | 0
8 | 116 | 8 | 0
8 | 117 | 8 | 0
8 | 118 | 8 | 0
8 | 119 | 8 | 0
8 | 120 | 8 | 0
8 | 121 | 8 | 0
8 | 122 | 8 | 0
8 | 123 | 8 | 0
8 | 124 | 8 | 0
8 | 125 | 8 | 0.014544
8 | 126 | 8 | 0.054422
8 | 127 | 8 | 0.093463
8 | 128 | 8 | 0.19292
8 | 129 | 8 | 0.16299
8 | 130 | 8 | 0.13568
8 | 131 | 8 | 0.24561
8 | 132 | 8 | 0.30801
8 | 133 | 8 | 0.31501
8 | 134 | 8 | 0.27822
8 | 135 | 8 | 0.39771
8 | 136 | 8 | 0.29365
8 | 137 | 8 | 0.50207
8 | 138 | 8 | 0.47995
8 | 139 | 8 | 0.58358
8 | 140 | 8 | 0.43101
8 | 141 | 8 | 0.43266
8 | 142 | 8 | 0.41437
8 | 143 | 8 | 0.41649
8 | 144 | 8 | 0.40064
8 | 145 | 8 | 0.50379
8 | 146 | 8 | 0.51777
8 | 147 | 8 | 0.53646
8 | 148 | 8 | 0.55352
8 | 149 | 8 | 0.55795
8 | 150 | 8 | 0.63795
8 | 151 | 8 | 0.49629
8 | 152 | 8 | 0.64841
8 | 153 | 8 | 0.60122
8 | 154 | 8 | 0.72208
8 | 155 | 8 | 0.57963
8 | 156 | 8 | 0.66605
8 | 157 | 8 | 0.50982
8 | 158 | 8 | 0.45131
8 | 159 | 8 | 0.6153
8 | 160 | 8 | 0.5743
8 | 161 | 8 | 0.3585
8 | 162 | 8 | 0.52753
8 | 163 | 8 | 0.36718
8 | 164 | 8 | 0.4606
8 | 165 | 8 | 0.33999
8 | 166 | 8 | 0.34271
8 | 167 | 8 | 0.34039
8 | 168 | 8 | 0.43771
8 | 169 | 8 | 0.26613
8 | 170 | 8 | 0.26854
8 | 171 | 8 | 0.19703
8 | 172 | 8 | 0.2118
8 | 173 | 8 | 0.084456
8 | 174 | 8 | 0.086249
8 | 175 | 8 | 0.060909
8 | 176 | 8 | 0.028827
8 | 177 | 8 | 0
8 | 178 | 8 | 0
8 | 179 | 8 | 0
8 | 180 | 8 | 0
8 | 181 | 8 | 0
8 | 182 | 8 | 0
8 | 183 | 8 | 0
8 | 184 | 8 | 0
8 | 185 | 8 | 0
8 | 186 | 8 | 0
8 | 187 | 8 | 0
8 | 188 | 8 | 0
8 | 189 | 8 | 0
8 | 190 | 8 | 0
8 | 191 | 8 | 0
8 | 192 | 8 | 0
8 | 193 | 8 | 0
8 | 194 | 8 | 0
8 | 195 | 8 | 0
8 | 196 | 8 | 0
8 | 197 | 8 | 0
8 | 198 | 8 | 0
8 | 199 | 8 | 0
8 | 200 | 8 | 0
8 | 201 | 8 | 0
8 | 202 | 8 | 0
8 | 203 | 8 | 0
8 | 204 | 8 | 0
8 | 205 | 8 | 0
8 | 206 | 8 | 0
8 | 207 | 8 | 0
8 | 208 | 8 | 0
8 | 209 | 8 | 0
8 | 210 | 8 | 0
8 | 211 | 8 | 0
8 | 212 | 8 | 0
8 | 213 | 8 | 0
8 | 214 | 8 | 0
8 | 215 | 8 | 0
8 | 216 | 8 | 0
8 | 217 | 8 | 0.019124
8 | 218 | 8 | 0.054387
8 | 219 | 8 | 0.13667
8 | 220 | 8 | 0.15641
8 | 221 | 8 | 0.23418
8 | 222 | 8 | 0.26304
8 | 223 | 8 | 0.2405
8 | 224 | 8 | 0.38986
8 | 225 | 8 | 0.4316
8 | 226 | 8 | 0.34889
8 | 227 | 8 | 0.46532
8 | 228 | 8 | 0.55947
8 | 229 | 8 | 0.54605
8 | 230 | 8 | 0.37598
8 | 231 | 8 | 0.55594
8 | 232 | 8 | 0.2673
8 | 233 | 8 | 0.55314
8 | 234 | 8 | 0.75924
8 | 235 | 8 | 0.65832
8 | 236 | 8 | 0.74448
8 | 237 | 8 | 0.70322
8 | 238 | 8 | 0.80665
8 | 239 | 8 | 0.62641
8 | 240 | 8 | 0.836
8 | 241 | 8 | 0.41938
8 | 242 | 8 | 0.56393
8 | 243 | 8 | 0.7677
8 | 244 | 8 | 0.66451
8 | 245 | 8 | 0.82263
8 | 246 | 8 | 0.70745
8 | 247 | 8 | 0.62715
8 | 248 | 8 | 0.73573
8 | 249 | 8 | 0.27675
8 | 250 | 8 | 0.81907
8 | 251 | 8 | 0.65241
8 | 252 | 8 | 0.72655
8 | 253 | 8 | 0.70306
8 | 254 | 8 | 0.72939
8 | 255 | 8 | 0.78263
8 | 256 | 8 | 0.45857
8 | 257 | 8 | 0.70602
8 | 258 | 8 | 1.0113
8 | 259 | 8 | 0.90635
8 | 260 | 8 | 0.66564
8 | 261 | 8 | 0.44775
8 | 262 | 8 | 0.56311
8 | 263 | 8 | 0.33484
8 | 264 | 8 | 0.61934
8 | 265 | 8 | 0.50582
8 | 266 | 8 | 0.22148
8 | 267 | 8 | 0.33583
8 | 268 | 8 | 0.39852
8 | 269 | 8 | 0.31509
8 | 270 | 8 | 0.32387
8 | 271 | 8 | 0.26573
8 | 272 | 8 | 0.2512
8 | 273 | 8 | 0.17745
8 | 274 | 8 | 0.16612
8 | 275 | 8 | 0.090777
8 | 276 | 8 | 0.028583
8 | 277 | 8 | 0
8 | 278 | 8 | 0
8 | 279 | 8 | 0
8 | 280 | 8 | 0
8 | 281 | 8 | 0
8 | 282 | 8 | 0
8 | 283 | 8 | 0
8 | 284 | 8 | 0
8 | 285 | 8 | 0
8 | 286 | 8 | 0
8 | 287 | 8 | 0
8 | 288 | 8 | 0
8 | 289 | 8 | 0
8 | 290 | 8 | 0
8 | 291 | 8 | 0
8 | 292 | 8 | 0
8 | 293 | 8 | 0
8 | 294 | 8 | 0
8 | 295 | 8 | 0
8 | 296 | 8 | 0
8 | 297 | 8 | 0
8 | 298 | 8 | 0
8 | 299 | 8 | 0
8 | 300 | 8 | 0
8 | 301 | 8 | 0
8 | 302 | 8 | 0
8 | 303 | 8 | 0
8 | 304 | 8 | 0
8 | 305 | 8 | 0
8 | 306 | 8 | 0
8 | 307 | 8 | 0
8 | 308 | 8 | 0
8 | 309 | 8 | 0
8 | 310 | 8 | 0
8 | 311 | 8 | 0
8 | 312 | 8 | 0
8 | 313 | 8 | 0
8 | 314 | 8 | 0
8 | 315 | 8 | 0
8 | 316 | 8 | 0
8 | 317 | 8 | 0.013136
8 | 318 | 8 | 0.026397
8 | 319 | 8 | 0.042409
8 | 320 | 8 | 0.088418
8 | 321 | 8 | 0.094684
8 | 322 | 8 | 0.092789
8 | 323 | 8 | 0.16155
8 | 324 | 8 | 0.1027
8 | 325 | 8 | 0.12705
8 | 326 | 8 | 0.11028
8 | 327 | 8 | 0.17077
8 | 328 | 8 | 0.20033
8 | 329 | 8 | 0.17419
8 | 330 | 8 | 0.26061
8 | 331 | 8 | 0.23031
8 | 332 | 8 | 0.24454
8 | 333 | 8 | 0.20705
8 | 334 | 8 | 0.32182
8 | 335 | 8 | 0.30768
8 | 336 | 8 | 0.27058
8 | 337 | 8 | 0.37629
8 | 338 | 8 | 0.23923
8 | 339 | 8 | 0.14011
8 | 340 | 8 | 0.2547
8 | 341 | 8 | 0.31408
8 | 342 | 8 | 0.33613
8 | 343 | 8 | 0.34063
8 | 344 | 8 | 0.25858
8 | 345 | 8 | 0.28276
8 | 346 | 8 | 0.27673
8 | 347 | 8 | 0.3626
8 | 348 | 8 | 0.32235
8 | 349 | 8 | 0.23596
8 | 350 | 8 | 0.25239
8 | 351 | 8 | 0.36144
8 | 352 | 8 | 0.22541
8 | 353 | 8 | 0.18849
8 | 354 | 8 | 0.23757
8 | 355 | 8 | 0.1939
8 | 356 | 8 | 0.19598
8 | 357 | 8 | 0.1865
8 | 358 | 8 | 0.12659
8 | 359 | 8 | 0.20463
8 | 360 | 8 | 0.14422
8 | 361 | 8 | 0.16151
8 | 362 | 8 | 0.11924
8 | 363 | 8 | 0.10211
8 | 364 | 8 | 0.10835
8 | 365 | 8 | 0.10142
8 | 366 | 8 | 0.0659
8 | 367 | 8 | 0.040177
8 | 368 | 8 | 0.010288
8 | 369 | 8 | 0
8 | 370 | 8 | 0
8 | 371 | 8 | 0
8 | 372 | 8 | 0
8 | 373 | 8 | 0
8 | 374 | 8 | 0
8 | 375 | 8 | 0
8 | 376 | 8 | 0
8 | 377 | 8 | 0
8 | 378 | 8 | 0
8 | 379 | 8 | 0
8 | 380 | 8 | 0
8 | 381 | 8 | 0
8 | 382 | 8 | 0
8 | 383 | 8 | 0
8 | 384 | 8 | 0
8 | 1 | 9 | 0
8 | 2 | 9 | 0
8 | 3 | 9 | 0
8 | 4 | 9 | 0
8 | 5 | 9 | 0
8 | 6 | 9 | 0
8 | 7 | 9 | 0
8 | 8 | 9 | 0
8 | 9 | 9 | 0
8 | 10 | 9 | 0
8 | 11 | 9 | 0
8 | 12 | 9 | 0
8 | 13 | 9 | 0
8 | 14 | 9 | 0
8 | 15 | 9 | 0
8 | 16 | 9 | 0
8 | 17 | 9 | 0
8 | 18 | 9 | 0
8 | 19 | 9 | 0
8 | 20 | 9 | 0
8 | 21 | 9 | 0
8 | 22 | 9 | 0
8 | 23 | 9 | 0
8 | 24 | 9 | 0
8 | 25 | 9 | 0
8 | 26 | 9 | 0
8 | 27 | 9 | 0
8 | 28 | 9 | 0
8 | 29 | 9 | 0
8 | 30 | 9 | 0
8 | 31 | 9 | 0
8 | 32 | 9 | 0
8 | 33 | 9 | 0
8 | 34 | 9 | 0
8 | 35 | 9 | 0
8 | 36 | 9 | 0
8 | 37 | 9 | 0.0090143
8 | 38 | 9 | 0.03243
8 | 39 | 9 | 0.068525
8 | 40 | 9 | 0.064323
8 | 41 | 9 | 0.12618
8 | 42 | 9 | 0.13562
8 | 43 | 9 | 0.17973
8 | 44 | 9 | 0.21784
8 | 45 | 9 | 0.29306
8 | 46 | 9 | 0.14678
8 | 47 | 9 | 0.29713
8 | 48 | 9 | 0.27838
8 | 49 | 9 | 0.29059
8 | 50 | 9 | 0.30926
8 | 51 | 9 | 0.33063
8 | 52 | 9 | 0.26686
8 | 53 | 9 | 0.37086
8 | 54 | 9 | 0.37827
8 | 55 | 9 | 0.35116
8 | 56 | 9 | 0.34495
8 | 57 | 9 | 0.26742
8 | 58 | 9 | 0.23874
8 | 59 | 9 | 0.27485
8 | 60 | 9 | 0.24627
8 | 61 | 9 | 0.24562
8 | 62 | 9 | 0.265
8 | 63 | 9 | 0.24922
8 | 64 | 9 | 0.15672
8 | 65 | 9 | 0.18085
8 | 66 | 9 | 0.15684
8 | 67 | 9 | 0.13312
8 | 68 | 9 | 0.13216
8 | 69 | 9 | 0.090056
8 | 70 | 9 | 0.0735
8 | 71 | 9 | 0.050543
8 | 72 | 9 | 0.010261
8 | 73 | 9 | 0
8 | 74 | 9 | 0
8 | 75 | 9 | 0
8 | 76 | 9 | 0
8 | 77 | 9 | 0
8 | 78 | 9 | 0
8 | 79 | 9 | 0
8 | 80 | 9 | 0
8 | 81 | 9 | 0
8 | 82 | 9 | 0
8 | 83 | 9 | 0
8 | 84 | 9 | 0
8 | 85 | 9 | 0
8 | 86 | 9 | 0
8 | 87 | 9 | 0
8 | 88 | 9 | 0
8 | 89 | 9 | 0
8 | 90 | 9 | 0
8 | 91 | 9 | 0
8 | 92 | 9 | 0
8 | 93 | 9 | 0
8 | 94 | 9 | 0
8 | 95 | 9 | 0
8 | 96 | 9 | 0
8 | 97 | 9 | 0
8 | 98 | 9 | 0
8 | 99 | 9 | 0
8 | 100 | 9 | 0
8 | 101 | 9 | 0
8 | 102 | 9 | 0
8 | 103 | 9 | 0
8 | 104 | 9 | 0
8 | 105 | 9 | 0
8 | 106 | 9 | 0
8 | 107 | 9 | 0
8 | 108 | 9 | 0
8 | 109 | 9 | 0
8 | 110 | 9 | 0
8 | 111 | 9 | 0
8 | 112 | 9 | 0
8 | 113 | 9 | 0
8 | 114 | 9 | 0
8 | 115 | 9 | 0
8 | 116 | 9 | 0
8 | 117 | 9 | 0
8 | 118 | 9 | 0
8 | 119 | 9 | 0
8 | 120 | 9 | 0
8 | 121 | 9 | 0
8 | 122 | 9 | 0
8 | 123 | 9 | 0
8 | 124 | 9 | 0
8 | 125 | 9 | 0.014544
8 | 126 | 9 | 0.054422
8 | 127 | 9 | 0.093463
8 | 128 | 9 | 0.19292
8 | 129 | 9 | 0.16299
8 | 130 | 9 | 0.13568
8 | 131 | 9 | 0.24561
8 | 132 | 9 | 0.30801
8 | 133 | 9 | 0.31501
8 | 134 | 9 | 0.27822
8 | 135 | 9 | 0.39771
8 | 136 | 9 | 0.29365
8 | 137 | 9 | 0.50207
8 | 138 | 9 | 0.47995
8 | 139 | 9 | 0.58358
8 | 140 | 9 | 0.43101
8 | 141 | 9 | 0.43266
8 | 142 | 9 | 0.41437
8 | 143 | 9 | 0.41649
8 | 144 | 9 | 0.40064
8 | 145 | 9 | 0.50379
8 | 146 | 9 | 0.51777
8 | 147 | 9 | 0.53646
8 | 148 | 9 | 0.55352
8 | 149 | 9 | 0.55795
8 | 150 | 9 | 0.63795
8 | 151 | 9 | 0.49629
8 | 152 | 9 | 0.64841
8 | 153 | 9 | 0.60122
8 | 154 | 9 | 0.72208
8 | 155 | 9 | 0.57963
8 | 156 | 9 | 0.66605
8 | 157 | 9 | 0.50982
8 | 158 | 9 | 0.45131
8 | 159 | 9 | 0.6153
8 | 160 | 9 | 0.5743
8 | 161 | 9 | 0.3585
8 | 162 | 9 | 0.52753
8 | 163 | 9 | 0.36718
8 | 164 | 9 | 0.4606
8 | 165 | 9 | 0.33999
8 | 166 | 9 | 0.34271
8 | 167 | 9 | 0.34039
8 | 168 | 9 | 0.43771
8 | 169 | 9 | 0.26613
8 | 170 | 9 | 0.26854
8 | 171 | 9 | 0.19703
8 | 172 | 9 | 0.2118
8 | 173 | 9 | 0.084456
8 | 174 | 9 | 0.086249
8 | 175 | 9 | 0.060909
8 | 176 | 9 | 0.028827
8 | 177 | 9 | 0
8 | 178 | 9 | 0
8 | 179 | 9 | 0
8 | 180 | 9 | 0
8 | 181 | 9 | 0
8 | 182 | 9 | 0
8 | 183 | 9 | 0
8 | 184 | 9 | 0
8 | 185 | 9 | 0
8 | 186 | 9 | 0
8 | 187 | 9 | 0
8 | 188 | 9 | 0
8 | 189 | 9 | 0
8 | 190 | 9 | 0
8 | 191 | 9 | 0
8 | 192 | 9 | 0
8 | 193 | 9 | 0
8 | 194 | 9 | 0
8 | 195 | 9 | 0
8 | 196 | 9 | 0
8 | 197 | 9 | 0
8 | 198 | 9 | 0
8 | 199 | 9 | 0
8 | 200 | 9 | 0
8 | 201 | 9 | 0
8 | 202 | 9 | 0
8 | 203 | 9 | 0
8 | 204 | 9 | 0
8 | 205 | 9 | 0
8 | 206 | 9 | 0
8 | 207 | 9 | 0
8 | 208 | 9 | 0
8 | 209 | 9 | 0
8 | 210 | 9 | 0
8 | 211 | 9 | 0
8 | 212 | 9 | 0
8 | 213 | 9 | 0
8 | 214 | 9 | 0
8 | 215 | 9 | 0
8 | 216 | 9 | 0
8 | 217 | 9 | 0.019124
8 | 218 | 9 | 0.054387
8 | 219 | 9 | 0.13667
8 | 220 | 9 | 0.15641
8 | 221 | 9 | 0.23418
8 | 222 | 9 | 0.26304
8 | 223 | 9 | 0.2405
8 | 224 | 9 | 0.38986
8 | 225 | 9 | 0.4316
8 | 226 | 9 | 0.34889
8 | 227 | 9 | 0.46532
8 | 228 | 9 | 0.55947
8 | 229 | 9 | 0.54605
8 | 230 | 9 | 0.37598
8 | 231 | 9 | 0.55594
8 | 232 | 9 | 0.2673
8 | 233 | 9 | 0.55314
8 | 234 | 9 | 0.75924
8 | 235 | 9 | 0.65832
8 | 236 | 9 | 0.74448
8 | 237 | 9 | 0.70322
8 | 238 | 9 | 0.80665
8 | 239 | 9 | 0.62641
8 | 240 | 9 | 0.836
8 | 241 | 9 | 0.41938
8 | 242 | 9 | 0.56393
8 | 243 | 9 | 0.7677
8 | 244 | 9 | 0.66451
8 | 245 | 9 | 0.82263
8 | 246 | 9 | 0.70745
8 | 247 | 9 | 0.62715
8 | 248 | 9 | 0.73573
8 | 249 | 9 | 0.27675
8 | 250 | 9 | 0.81907
8 | 251 | 9 | 0.65241
8 | 252 | 9 | 0.72655
8 | 253 | 9 | 0.70306
8 | 254 | 9 | 0.72939
8 | 255 | 9 | 0.78263
8 | 256 | 9 | 0.45857
8 | 257 | 9 | 0.70602
8 | 258 | 9 | 1.0113
8 | 259 | 9 | 0.90635
8 | 260 | 9 | 0.66564
8 | 261 | 9 | 0.44775
8 | 262 | 9 | 0.56311
8 | 263 | 9 | 0.33484
8 | 264 | 9 | 0.61934
8 | 265 | 9 | 0.50582
8 | 266 | 9 | 0.22148
8 | 267 | 9 | 0.33583
8 | 268 | 9 | 0.39852
8 | 269 | 9 | 0.31509
8 | 270 | 9 | 0.32387
8 | 271 | 9 | 0.26573
8 | 272 | 9 | 0.2512
8 | 273 | 9 | 0.17745
8 | 274 | 9 | 0.16612
8 | 275 | 9 | 0.090777
8 | 276 | 9 | 0.028583
8 | 277 | 9 | 0
8 | 278 | 9 | 0
8 | 279 | 9 | 0
8 | 280 | 9 | 0
8 | 281 | 9 | 0
8 | 282 | 9 | 0
8 | 283 | 9 | 0
8 | 284 | 9 | 0
8 | 285 | 9 | 0
8 | 286 | 9 | 0
8 | 287 | 9 | 0
8 | 288 | 9 | 0
8 | 289 | 9 | 0
8 | 290 | 9 | 0
8 | 291 | 9 | 0
8 | 292 | 9 | 0
8 | 293 | 9 | 0
8 | 294 | 9 | 0
8 | 295 | 9 | 0
8 | 296 | 9 | 0
8 | 297 | 9 | 0
8 | 298 | 9 | 0
8 | 299 | 9 | 0
8 | 300 | 9 | 0
8 | 301 | 9 | 0
8 | 302 | 9 | 0
8 | 303 | 9 | 0
8 | 304 | 9 | 0
8 | 305 | 9 | 0
8 | 306 | 9 | 0
8 | 307 | 9 | 0
8 | 308 | 9 | 0
8 | 309 | 9 | 0
8 | 310 | 9 | 0
8 | 311 | 9 | 0
8 | 312 | 9 | 0
8 | 313 | 9 | 0
8 | 314 | 9 | 0
8 | 315 | 9 | 0
8 | 316 | 9 | 0
8 | 317 | 9 | 0.013136
8 | 318 | 9 | 0.026397
8 | 319 | 9 | 0.042409
8 | 320 | 9 | 0.088418
8 | 321 | 9 | 0.094684
8 | 322 | 9 | 0.092789
8 | 323 | 9 | 0.16155
8 | 324 | 9 | 0.1027
8 | 325 | 9 | 0.12705
8 | 326 | 9 | 0.11028
8 | 327 | 9 | 0.17077
8 | 328 | 9 | 0.20033
8 | 329 | 9 | 0.17419
8 | 330 | 9 | 0.26061
8 | 331 | 9 | 0.23031
8 | 332 | 9 | 0.24454
8 | 333 | 9 | 0.20705
8 | 334 | 9 | 0.32182
8 | 335 | 9 | 0.30768
8 | 336 | 9 | 0.27058
8 | 337 | 9 | 0.37629
8 | 338 | 9 | 0.23923
8 | 339 | 9 | 0.14011
8 | 340 | 9 | 0.2547
8 | 341 | 9 | 0.31408
8 | 342 | 9 | 0.33613
8 | 343 | 9 | 0.34063
8 | 344 | 9 | 0.25858
8 | 345 | 9 | 0.28276
8 | 346 | 9 | 0.27673
8 | 347 | 9 | 0.3626
8 | 348 | 9 | 0.32235
8 | 349 | 9 | 0.23596
8 | 350 | 9 | 0.25239
8 | 351 | 9 | 0.36144
8 | 352 | 9 | 0.22541
8 | 353 | 9 | 0.18849
8 | 354 | 9 | 0.23757
8 | 355 | 9 | 0.1939
8 | 356 | 9 | 0.19598
8 | 357 | 9 | 0.1865
8 | 358 | 9 | 0.12659
8 | 359 | 9 | 0.20463
8 | 360 | 9 | 0.14422
8 | 361 | 9 | 0.16151
8 | 362 | 9 | 0.11924
8 | 363 | 9 | 0.10211
8 | 364 | 9 | 0.10835
8 | 365 | 9 | 0.10142
8 | 366 | 9 | 0.0659
8 | 367 | 9 | 0.040177
8 | 368 | 9 | 0.010288
8 | 369 | 9 | 0
8 | 370 | 9 | 0
8 | 371 | 9 | 0
8 | 372 | 9 | 0
8 | 373 | 9 | 0
8 | 374 | 9 | 0
8 | 375 | 9 | 0
8 | 376 | 9 | 0
8 | 377 | 9 | 0
8 | 378 | 9 | 0
8 | 379 | 9 | 0
8 | 380 | 9 | 0
8 | 381 | 9 | 0
8 | 382 | 9 | 0
8 | 383 | 9 | 0
8 | 384 | 9 | 0

## wind_generation
vertex | time_period | scenario | generation
9 | 1 | 1 | 4
9 | 2 | 1 | 1.7802
9 | 3 | 1 | 4
9 | 4 | 1 | 2.9941
9 | 5 | 1 | 3.1143
9 | 6 | 1 | 3.0526
9 | 7 | 1 | 3.6988
9 | 8 | 1 | 4
9 | 9 | 1 | 3.2361
9 | 10 | 1 | 4
9 | 11 | 1 | 4
9 | 12 | 1 | 3.7656
9 | 13 | 1 | 2.3833
9 | 14 | 1 | 3.4485
9 | 15 | 1 | 2.4123
9 | 16 | 1 | 3.6315
9 | 17 | 1 | 2.3515
9 | 18 | 1 | 3.6594
9 | 19 | 1 | 3.8396
9 | 20 | 1 | 4
9 | 21 | 1 | 4
9 | 22 | 1 | 4
9 | 23 | 1 | 3.5713
9 | 24 | 1 | 2.9551
9 | 25 | 1 | 2.7574
9 | 26 | 1 | 2.3499
9 | 27 | 1 | 4
9 | 28 | 1 | 3.626
9 | 29 | 1 | 2.5399
9 | 30 | 1 | 2.5395
9 | 31 | 1 | 3.0736
9 | 32 | 1 | 2.571
9 | 33 | 1 | 2.7339
9 | 34 | 1 | 2.8572
9 | 35 | 1 | 2.4801
9 | 36 | 1 | 2.7944
9 | 37 | 1 | 2.1058
9 | 38 | 1 | 2.367
9 | 39 | 1 | 2.5193
9 | 40 | 1 | 2.2229
9 | 41 | 1 | 2.334
9 | 42 | 1 | 2.6368
9 | 43 | 1 | 1.63
9 | 44 | 1 | 1.9073
9 | 45 | 1 | 1.9862
9 | 46 | 1 | 2.2382
9 | 47 | 1 | 1.9566
9 | 48 | 1 | 1.9915
9 | 49 | 1 | 1.5226
9 | 50 | 1 | 2.2947
9 | 51 | 1 | 1.4294
9 | 52 | 1 | 2.6968
9 | 53 | 1 | 1.7974
9 | 54 | 1 | 2.4593
9 | 55 | 1 | 2.2285
9 | 56 | 1 | 2.0015
9 | 57 | 1 | 1.7796
9 | 58 | 1 | 2.1608
9 | 59 | 1 | 1.9447
9 | 60 | 1 | 3.2302
9 | 61 | 1 | 2.175
9 | 62 | 1 | 2.5279
9 | 63 | 1 | 2.9936
9 | 64 | 1 | 2.7795
9 | 65 | 1 | 2.462
9 | 66 | 1 | 3.2066
9 | 67 | 1 | 3.366
9 | 68 | 1 | 2.8903
9 | 69 | 1 | 2.7104
9 | 70 | 1 | 3.7998
9 | 71 | 1 | 3.107
9 | 72 | 1 | 3.1055
9 | 73 | 1 | 3.9499
9 | 74 | 1 | 2.2122
9 | 75 | 1 | 3.2927
9 | 76 | 1 | 3.8692
9 | 77 | 1 | 2.5922
9 | 78 | 1 | 4
9 | 79 | 1 | 2.5599
9 | 80 | 1 | 3.5413
9 | 81 | 1 | 3.5257
9 | 82 | 1 | 2.4675
9 | 83 | 1 | 2.6748
9 | 84 | 1 | 3.4414
9 | 85 | 1 | 3.1838
9 | 86 | 1 | 4
9 | 87 | 1 | 3.4413
9 | 88 | 1 | 3.6118
9 | 89 | 1 | 3.7731
9 | 90 | 1 | 2.8705
9 | 91 | 1 | 2.8703
9 | 92 | 1 | 3.6492
9 | 93 | 1 | 1.842
9 | 94 | 1 | 3.7899
9 | 95 | 1 | 3.5684
9 | 96 | 1 | 4
9 | 97 | 1 | 3.1382
9 | 98 | 1 | 3.7161
9 | 99 | 1 | 2.5152
9 | 100 | 1 | 3.3837
9 | 101 | 1 | 3.3907
9 | 102 | 1 | 3.6964
9 | 103 | 1 | 3.1052
9 | 104 | 1 | 2.4679
9 | 105 | 1 | 3.4743
9 | 106 | 1 | 2.3078
9 | 107 | 1 | 3.2956
9 | 108 | 1 | 2.5773
9 | 109 | 1 | 2.9916
9 | 110 | 1 | 3.1405
9 | 111 | 1 | 2.5359
9 | 112 | 1 | 2.5247
9 | 113 | 1 | 1.5648
9 | 114 | 1 | 2.1572
9 | 115 | 1 | 2.0189
9 | 116 | 1 | 3.4513
9 | 117 | 1 | 2.1012
9 | 118 | 1 | 2.5148
9 | 119 | 1 | 1.8869
9 | 120 | 1 | 2.239
9 | 121 | 1 | 1.9145
9 | 122 | 1 | 2.9362
9 | 123 | 1 | 2.073
9 | 124 | 1 | 1.7566
9 | 125 | 1 | 2.1906
9 | 126 | 1 | 2.2648
9 | 127 | 1 | 2.1072
9 | 128 | 1 | 2.0158
9 | 129 | 1 | 2.0423
9 | 130 | 1 | 2.2971
9 | 131 | 1 | 1.3161
9 | 132 | 1 | 1.9603
9 | 133 | 1 | 0.94454
9 | 134 | 1 | 1.6589
9 | 135 | 1 | 1.4857
9 | 136 | 1 | 1.689
9 | 137 | 1 | 1.9948
9 | 138 | 1 | 1.5004
9 | 139 | 1 | 2.1743
9 | 140 | 1 | 1.7627
9 | 141 | 1 | 1.2033
9 | 142 | 1 | 2.0007
9 | 143 | 1 | 1.8878
9 | 144 | 1 | 1.7368
9 | 145 | 1 | 1.629
9 | 146 | 1 | 1.5081
9 | 147 | 1 | 1.9474
9 | 148 | 1 | 1.1162
9 | 149 | 1 | 1.6477
9 | 150 | 1 | 1.5455
9 | 151 | 1 | 1.3549
9 | 152 | 1 | 2.0606
9 | 153 | 1 | 1.667
9 | 154 | 1 | 1.7165
9 | 155 | 1 | 1.617
9 | 156 | 1 | 1.7368
9 | 157 | 1 | 1.6634
9 | 158 | 1 | 1.6858
9 | 159 | 1 | 2.0282
9 | 160 | 1 | 2.4628
9 | 161 | 1 | 1.5909
9 | 162 | 1 | 1.8259
9 | 163 | 1 | 1.8199
9 | 164 | 1 | 2.1008
9 | 165 | 1 | 1.818
9 | 166 | 1 | 2.1665
9 | 167 | 1 | 1.9714
9 | 168 | 1 | 2.4957
9 | 169 | 1 | 2.3761
9 | 170 | 1 | 2.4015
9 | 171 | 1 | 3.3229
9 | 172 | 1 | 2.8139
9 | 173 | 1 | 2.4163
9 | 174 | 1 | 3.1431
9 | 175 | 1 | 3.6631
9 | 176 | 1 | 2.1479
9 | 177 | 1 | 2.9651
9 | 178 | 1 | 2.474
9 | 179 | 1 | 2.7724
9 | 180 | 1 | 3.5966
9 | 181 | 1 | 2.3694
9 | 182 | 1 | 2.9718
9 | 183 | 1 | 1.9287
9 | 184 | 1 | 4
9 | 185 | 1 | 1.8718
9 | 186 | 1 | 2.6411
9 | 187 | 1 | 3.7984
9 | 188 | 1 | 2.7958
9 | 189 | 1 | 3.4818
9 | 190 | 1 | 3.8321
9 | 191 | 1 | 3.1883
9 | 192 | 1 | 2.762
9 | 193 | 1 | 2.4565
9 | 194 | 1 | 1.9812
9 | 195 | 1 | 2.5768
9 | 196 | 1 | 3.0741
9 | 197 | 1 | 2.7345
9 | 198 | 1 | 3.3274
9 | 199 | 1 | 1.669
9 | 200 | 1 | 3.3675
9 | 201 | 1 | 2.7659
9 | 202 | 1 | 3.3337
9 | 203 | 1 | 3.1386
9 | 204 | 1 | 2.9532
9 | 205 | 1 | 1.9925
9 | 206 | 1 | 3.0163
9 | 207 | 1 | 3.1941
9 | 208 | 1 | 1.5735
9 | 209 | 1 | 2.3703
9 | 210 | 1 | 3.5131
9 | 211 | 1 | 3.0437
9 | 212 | 1 | 1.5292
9 | 213 | 1 | 1.8912
9 | 214 | 1 | 1.9762
9 | 215 | 1 | 1.4983
9 | 216 | 1 | 1.7149
9 | 217 | 1 | 1.8383
9 | 218 | 1 | 2.078
9 | 219 | 1 | 2.2001
9 | 220 | 1 | 1.8708
9 | 221 | 1 | 2.6326
9 | 222 | 1 | 1.2633
9 | 223 | 1 | 1.7567
9 | 224 | 1 | 1.7297
9 | 225 | 1 | 1.5048
9 | 226 | 1 | 1.5589
9 | 227 | 1 | 1.9382
9 | 228 | 1 | 2.0688
9 | 229 | 1 | 2.0509
9 | 230 | 1 | 1.6915
9 | 231 | 1 | 0.77088
9 | 232 | 1 | 1.6586
9 | 233 | 1 | 1.457
9 | 234 | 1 | 1.261
9 | 235 | 1 | 1.8337
9 | 236 | 1 | 1.2077
9 | 237 | 1 | 1.0773
9 | 238 | 1 | 1.0564
9 | 239 | 1 | 1.0868
9 | 240 | 1 | 1.616
9 | 241 | 1 | 1.6414
9 | 242 | 1 | 0.78041
9 | 243 | 1 | 1.5519
9 | 244 | 1 | 1.2911
9 | 245 | 1 | 1.8381
9 | 246 | 1 | 1.6561
9 | 247 | 1 | 1.6602
9 | 248 | 1 | 1.4445
9 | 249 | 1 | 1.3435
9 | 250 | 1 | 1.6503
9 | 251 | 1 | 1.4501
9 | 252 | 1 | 1.559
9 | 253 | 1 | 1.7174
9 | 254 | 1 | 1.5252
9 | 255 | 1 | 1.7692
9 | 256 | 1 | 2.3209
9 | 257 | 1 | 1.4886
9 | 258 | 1 | 2.1855
9 | 259 | 1 | 1.6004
9 | 260 | 1 | 1.62
9 | 261 | 1 | 1.8752
9 | 262 | 1 | 1.589
9 | 263 | 1 | 1.7475
9 | 264 | 1 | 1.5128
9 | 265 | 1 | 1.8886
9 | 266 | 1 | 2.6577
9 | 267 | 1 | 2.5005
9 | 268 | 1 | 2.9445
9 | 269 | 1 | 2.4752
9 | 270 | 1 | 1.6467
9 | 271 | 1 | 2.4676
9 | 272 | 1 | 2.4002
9 | 273 | 1 | 2.352
9 | 274 | 1 | 2.3709
9 | 275 | 1 | 2.4583
9 | 276 | 1 | 2.9756
9 | 277 | 1 | 2.7959
9 | 278 | 1 | 1.2699
9 | 279 | 1 | 2.1091
9 | 280 | 1 | 1.7451
9 | 281 | 1 | 2.3792
9 | 282 | 1 | 2.9499
9 | 283 | 1 | 3.9681
9 | 284 | 1 | 2.9771
9 | 285 | 1 | 2.8504
9 | 286 | 1 | 2.8087
9 | 287 | 1 | 2.8833
9 | 288 | 1 | 2.6827
9 | 289 | 1 | 4
9 | 290 | 1 | 3.5809
9 | 291 | 1 | 3.6325
9 | 292 | 1 | 3.3275
9 | 293 | 1 | 4
9 | 294 | 1 | 2.888
9 | 295 | 1 | 4
9 | 296 | 1 | 3.5711
9 | 297 | 1 | 4
9 | 298 | 1 | 3.7008
9 | 299 | 1 | 4
9 | 300 | 1 | 2.7003
9 | 301 | 1 | 4
9 | 302 | 1 | 3.6423
9 | 303 | 1 | 3.7933
9 | 304 | 1 | 2.4542
9 | 305 | 1 | 2.902
9 | 306 | 1 | 2.8003
9 | 307 | 1 | 3.7775
9 | 308 | 1 | 3.652
9 | 309 | 1 | 2.756
9 | 310 | 1 | 3.726
9 | 311 | 1 | 3.0703
9 | 312 | 1 | 2.5967
9 | 313 | 1 | 2.6169
9 | 314 | 1 | 3.0349
9 | 315 | 1 | 2.303
9 | 316 | 1 | 2.7446
9 | 317 | 1 | 2.3763
9 | 318 | 1 | 1.6301
9 | 319 | 1 | 2.2804
9 | 320 | 1 | 2.6606
9 | 321 | 1 | 3.2604
9 | 322 | 1 | 2.3663
9 | 323 | 1 | 2.1572
9 | 324 | 1 | 2.769
9 | 325 | 1 | 2.165
9 | 326 | 1 | 2.0563
9 | 327 | 1 | 2.3169
9 | 328 | 1 | 2.0365
9 | 329 | 1 | 1.944
9 | 330 | 1 | 1.8522
9 | 331 | 1 | 1.9282
9 | 332 | 1 | 2.0378
9 | 333 | 1 | 2.9527
9 | 334 | 1 | 1.2233
9 | 335 | 1 | 1.744
9 | 336 | 1 | 1.73
9 | 337 | 1 | 1.8882
9 | 338 | 1 | 1.9787
9 | 339 | 1 | 1.4841
9 | 340 | 1 | 2.4229
9 | 341 | 1 | 1.8191
9 | 342 | 1 | 2.264
9 | 343 | 1 | 1.6202
9 | 344 | 1 | 1.9125
9 | 345 | 1 | 1.9812
9 | 346 | 1 | 1.9544
9 | 347 | 1 | 1.7465
9 | 348 | 1 | 2.2037
9 | 349 | 1 | 2.2027
9 | 350 | 1 | 1.6943
9 | 351 | 1 | 2.1678
9 | 352 | 1 | 2.7954
9 | 353 | 1 | 2.3058
9 | 354 | 1 | 2.292
9 | 355 | 1 | 2.7646
9 | 356 | 1 | 2.7255
9 | 357 | 1 | 2.6528
9 | 358 | 1 | 2.6799
9 | 359 | 1 | 1.8906
9 | 360 | 1 | 3.4663
9 | 361 | 1 | 3.0617
9 | 362 | 1 | 1.9537
9 | 363 | 1 | 3.0635
9 | 364 | 1 | 2.0868
9 | 365 | 1 | 3.0886
9 | 366 | 1 | 2.8722
9 | 367 | 1 | 4
9 | 368 | 1 | 3.6022
9 | 369 | 1 | 2.2463
9 | 370 | 1 | 2.9631
9 | 371 | 1 | 3.883
9 | 372 | 1 | 3.6299
9 | 373 | 1 | 4
9 | 374 | 1 | 3.344
9 | 375 | 1 | 4
9 | 376 | 1 | 3.3781
9 | 377 | 1 | 2.9988
9 | 378 | 1 | 4
9 | 379 | 1 | 3.8913
9 | 380 | 1 | 4
9 | 381 | 1 | 3.1411
9 | 382 | 1 | 4
9 | 383 | 1 | 3.964
9 | 384 | 1 | 3.6849
9 | 1 | 2 | 4
9 | 2 | 2 | 2.1754
9 | 3 | 2 | 4
9 | 4 | 2 | 3.5338
9 | 5 | 2 | 3.6271
9 | 6 | 2 | 3.5387
9 | 7 | 2 | 4
9 | 8 | 2 | 4
9 | 9 | 2 | 3.8499
9 | 10 | 2 | 4
9 | 11 | 2 | 4
9 | 12 | 2 | 4
9 | 13 | 2 | 2.7895
9 | 14 | 2 | 4
9 | 15 | 2 | 2.7807
9 | 16 | 2 | 4
9 | 17 | 2 | 2.8023
9 | 18 | 2 | 4
9 | 19 | 2 | 4
9 | 20 | 2 | 4
9 | 21 | 2 | 4
9 | 22 | 2 | 4
9 | 23 | 2 | 4
9 | 24 | 2 | 3.603
9 | 25 | 2 | 3.4127
9 | 26 | 2 | 2.9126
9 | 27 | 2 | 4
9 | 28 | 2 | 4
9 | 29 | 2 | 2.964
9 | 30 | 2 | 3.1434
9 | 31 | 2 | 3.5649
9 | 32 | 2 | 3.0649
9 | 33 | 2 | 3.4058
9 | 34 | 2 | 3.4382
9 | 35 | 2 | 3.0237
9 | 36 | 2 | 3.3018
9 | 37 | 2 | 2.5662
9 | 38 | 2 | 2.9196
9 | 39 | 2 | 2.9018
9 | 40 | 2 | 2.7231
9 | 41 | 2 | 2.9149
9 | 42 | 2 | 3.2296
9 | 43 | 2 | 1.9202
9 | 44 | 2 | 2.3439
9 | 45 | 2 | 2.3046
9 | 46 | 2 | 2.6742
9 | 47 | 2 | 2.4279
9 | 48 | 2 | 2.3487
9 | 49 | 2 | 1.7948
9 | 50 | 2 | 2.6687
9 | 51 | 2 | 1.6465
9 | 52 | 2 | 3.2844
9 | 53 | 2 | 2.1051
9 | 54 | 2 | 2.8936
9 | 55 | 2 | 2.6723
9 | 56 | 2 | 2.3125
9 | 57 | 2 | 2.1487
9 | 58 | 2 | 2.5166
9 | 59 | 2 | 2.351
9 | 60 | 2 | 3.9408
9 | 61 | 2 | 2.5235
9 | 62 | 2 | 3.0117
9 | 63 | 2 | 3.6506
9 | 64 | 2 | 3.3115
9 | 65 | 2 | 2.8435
9 | 66 | 2 | 3.8595
9 | 67 | 2 | 4
9 | 68 | 2 | 3.4726
9 | 69 | 2 | 3.373
9 | 70 | 2 | 4
9 | 71 | 2 | 3.8537
9 | 72 | 2 | 3.614
9 | 73 | 2 | 4
9 | 74 | 2 | 2.7226
9 | 75 | 2 | 3.9176
9 | 76 | 2 | 4
9 | 77 | 2 | 3.2215
9 | 78 | 2 | 4
9 | 79 | 2 | 3.1361
9 | 80 | 2 | 4
9 | 81 | 2 | 4
9 | 82 | 2 | 2.9915
9 | 83 | 2 | 3.2769
9 | 84 | 2 | 4
9 | 85 | 2 | 3.7473
9 | 86 | 2 | 4
9 | 87 | 2 | 4
9 | 88 | 2 | 4
9 | 89 | 2 | 4
9 | 90 | 2 | 3.4795
9 | 91 | 2 | 3.3338
9 | 92 | 2 | 4
9 | 93 | 2 | 2.2012
9 | 94 | 2 | 4
9 | 95 | 2 | 4
9 | 96 | 2 | 4
9 | 97 | 2 | 3.8925
9 | 98 | 2 | 4
9 | 99 | 2 | 2.8933
9 | 100 | 2 | 4
9 | 101 | 2 | 4
9 | 102 | 2 | 4
9 | 103 | 2 | 3.8461
9 | 104 | 2 | 2.9263
9 | 105 | 2 | 4
9 | 106 | 2 | 2.7979
9 | 107 | 2 | 3.7951
9 | 108 | 2 | 3.2034
9 | 109 | 2 | 3.647
9 | 110 | 2 | 3.9247
9 | 111 | 2 | 2.96
9 | 112 | 2 | 2.9381
9 | 113 | 2 | 1.9455
9 | 114 | 2 | 2.6311
9 | 115 | 2 | 2.335
9 | 116 | 2 | 4
9 | 117 | 2 | 2.5747
9 | 118 | 2 | 3.1241
9 | 119 | 2 | 2.3042
9 | 120 | 2 | 2.6026
9 | 121 | 2 | 2.2055
9 | 122 | 2 | 3.3844
9 | 123 | 2 | 2.3899
9 | 124 | 2 | 2.0633
9 | 125 | 2 | 2.7076
9 | 126 | 2 | 2.7265
9 | 127 | 2 | 2.5398
9 | 128 | 2 | 2.4879
9 | 129 | 2 | 2.374
9 | 130 | 2 | 2.7058
9 | 131 | 2 | 1.5906
9 | 132 | 2 | 2.4445
9 | 133 | 2 | 1.1392
9 | 134 | 2 | 1.9108
9 | 135 | 2 | 1.8275
9 | 136 | 2 | 1.9817
9 | 137 | 2 | 2.455
9 | 138 | 2 | 1.7837
9 | 139 | 2 | 2.6882
9 | 140 | 2 | 2.1588
9 | 141 | 2 | 1.4508
9 | 142 | 2 | 2.3282
9 | 143 | 2 | 2.1822
9 | 144 | 2 | 2.0184
9 | 145 | 2 | 1.8806
9 | 146 | 2 | 1.7506
9 | 147 | 2 | 2.2834
9 | 148 | 2 | 1.3633
9 | 149 | 2 | 1.9871
9 | 150 | 2 | 1.7793
9 | 151 | 2 | 1.5678
9 | 152 | 2 | 2.569
9 | 153 | 2 | 2.0118
9 | 154 | 2 | 2.0088
9 | 155 | 2 | 1.9003
9 | 156 | 2 | 2.1265
9 | 157 | 2 | 1.9454
9 | 158 | 2 | 2.0367
9 | 159 | 2 | 2.5292
9 | 160 | 2 | 3.0408
9 | 161 | 2 | 1.8677
9 | 162 | 2 | 2.1899
9 | 163 | 2 | 2.2058
9 | 164 | 2 | 2.5901
9 | 165 | 2 | 2.1192
9 | 166 | 2 | 2.4955
9 | 167 | 2 | 2.2809
9 | 168 | 2 | 2.9915
9 | 169 | 2 | 2.8766
9 | 170 | 2 | 2.8983
9 | 171 | 2 | 3.9268
9 | 172 | 2 | 3.5142
9 | 173 | 2 | 2.9188
9 | 174 | 2 | 3.7341
9 | 175 | 2 | 4
9 | 176 | 2 | 2.6301
9 | 177 | 2 | 3.6083
9 | 178 | 2 | 2.9106
9 | 179 | 2 | 3.2066
9 | 180 | 2 | 4
9 | 181 | 2 | 2.874
9 | 182 | 2 | 3.48
9 | 183 | 2 | 2.3632
9 | 184 | 2 | 4
9 | 185 | 2 | 2.2013
9 | 186 | 2 | 3.2498
9 | 187 | 2 | 4
9 | 188 | 2 | 3.394
9 | 189 | 2 | 4
9 | 190 | 2 | 4
9 | 191 | 2 | 3.7505
9 | 192 | 2 | 3.1945
9 | 193 | 2 | 3.0055
9 | 194 | 2 | 2.4313
9 | 195 | 2 | 3.1972
9 | 196 | 2 | 3.8218
9 | 197 | 2 | 3.1485
9 | 198 | 2 | 3.9045
9 | 199 | 2 | 2.0223
9 | 200 | 2 | 4
9 | 201 | 2 | 3.4436
9 | 202 | 2 | 4
9 | 203 | 2 | 3.8968
9 | 204 | 2 | 3.5857
9 | 205 | 2 | 2.3691
9 | 206 | 2 | 3.6153
9 | 207 | 2 | 3.8663
9 | 208 | 2 | 1.896
9 | 209 | 2 | 2.9454
9 | 210 | 2 | 4
9 | 211 | 2 | 3.6204
9 | 212 | 2 | 1.9058
9 | 213 | 2 | 2.2077
9 | 214 | 2 | 2.2976
9 | 215 | 2 | 1.7433
9 | 216 | 2 | 2.0588
9 | 217 | 2 | 2.1181
9 | 218 | 2 | 2.5867
9 | 219 | 2 | 2.712
9 | 220 | 2 | 2.1542
9 | 221 | 2 | 3.0738
9 | 222 | 2 | 1.4947
9 | 223 | 2 | 2.0432
9 | 224 | 2 | 2.1291
9 | 225 | 2 | 1.7824
9 | 226 | 2 | 1.9392
9 | 227 | 2 | 2.3417
9 | 228 | 2 | 2.5609
9 | 229 | 2 | 2.5318
9 | 230 | 2 | 2.0983
9 | 231 | 2 | 0.92196
9 | 232 | 2 | 1.998
9 | 233 | 2 | 1.7919
9 | 234 | 2 | 1.4862
9 | 235 | 2 | 2.1987
9 | 236 | 2 | 1.4612
9 | 237 | 2 | 1.2405
9 | 238 | 2 | 1.2775
9 | 239 | 2 | 1.297
9 | 240 | 2 | 1.9889
9 | 241 | 2 | 1.9394
9 | 242 | 2 | 0.96715
9 | 243 | 2 | 1.8744
9 | 244 | 2 | 1.5086
9 | 245 | 2 | 2.2587
9 | 246 | 2 | 2.0059
9 | 247 | 2 | 1.9182
9 | 248 | 2 | 1.7219
9 | 249 | 2 | 1.6362
9 | 250 | 2 | 2.0495
9 | 251 | 2 | 1.6676
9 | 252 | 2 | 1.9451
9 | 253 | 2 | 2.0397
9 | 254 | 2 | 1.9026
9 | 255 | 2 | 2.1416
9 | 256 | 2 | 2.8614
9 | 257 | 2 | 1.7974
9 | 258 | 2 | 2.6506
9 | 259 | 2 | 1.8861
9 | 260 | 2 | 1.9581
9 | 261 | 2 | 2.2971
9 | 262 | 2 | 1.9638
9 | 263 | 2 | 2.1416
9 | 264 | 2 | 1.8453
9 | 265 | 2 | 2.3351
9 | 266 | 2 | 3.1421
9 | 267 | 2 | 3.0433
9 | 268 | 2 | 3.5189
9 | 269 | 2 | 2.941
9 | 270 | 2 | 1.9614
9 | 271 | 2 | 2.9369
9 | 272 | 2 | 2.8365
9 | 273 | 2 | 2.8511
9 | 274 | 2 | 2.8285
9 | 275 | 2 | 3.0664
9 | 276 | 2 | 3.6237
9 | 277 | 2 | 3.2708
9 | 278 | 2 | 1.5145
9 | 279 | 2 | 2.4979
9 | 280 | 2 | 2.146
9 | 281 | 2 | 2.9455
9 | 282 | 2 | 3.659
9 | 283 | 2 | 4
9 | 284 | 2 | 3.5041
9 | 285 | 2 | 3.3499
9 | 286 | 2 | 3.4702
9 | 287 | 2 | 3.4679
9 | 288 | 2 | 3.3003
9 | 289 | 2 | 4
9 | 290 | 2 | 4
9 | 291 | 2 | 4
9 | 292 | 2 | 4
9 | 293 | 2 | 4
9 | 294 | 2 | 3.4556
9 | 295 | 2 | 4
9 | 296 | 2 | 4
9 | 297 | 2 | 4
9 | 298 | 2 | 4
9 | 299 | 2 | 4
9 | 300 | 2 | 3.1543
9 | 301 | 2 | 4
9 | 302 | 2 | 4
9 | 303 | 2 | 4
9 | 304 | 2 | 2.9621
9 | 305 | 2 | 3.384
9 | 306 | 2 | 3.351
9 | 307 | 2 | 4
9 | 308 | 2 | 4
9 | 309 | 2 | 3.3326
9 | 310 | 2 | 4
9 | 311 | 2 | 3.8122
9 | 312 | 2 | 3.2224
9 | 313 | 2 | 3.0767
9 | 314 | 2 | 3.5238
9 | 315 | 2 | 2.6928
9 | 316 | 2 | 3.2934
9 | 317 | 2 | 2.9059
9 | 318 | 2 | 1.9085
9 | 319 | 2 | 2.679
9 | 320 | 2 | 3.2863
9 | 321 | 2 | 3.8851
9 | 322 | 2 | 2.8671
9 | 323 | 2 | 2.5312
9 | 324 | 2 | 3.2126
9 | 325 | 2 | 2.6014
9 | 326 | 2 | 2.4628
9 | 327 | 2 | 2.6999
9 | 328 | 2 | 2.4686
9 | 329 | 2 | 2.3413
9 | 330 | 2 | 2.2512
9 | 331 | 2 | 2.2453
9 | 332 | 2 | 2.4966
9 | 333 | 2 | 3.4612
9 | 334 | 2 | 1.4704
9 | 335 | 2 | 2.1426
9 | 336 | 2 | 1.9933
9 | 337 | 2 | 2.2326
9 | 338 | 2 | 2.4482
9 | 339 | 2 | 1.8321
9 | 340 | 2 | 2.9168
9 | 341 | 2 | 2.2497
9 | 342 | 2 | 2.8186
9 | 343 | 2 | 1.9971
9 | 344 | 2 | 2.3627
9 | 345 | 2 | 2.298
9 | 346 | 2 | 2.3749
9 | 347 | 2 | 2.1314
9 | 348 | 2 | 2.6687
9 | 349 | 2 | 2.7093
9 | 350 | 2 | 1.9543
9 | 351 | 2 | 2.66
9 | 352 | 2 | 3.4192
9 | 353 | 2 | 2.7115
9 | 354 | 2 | 2.6947
9 | 355 | 2 | 3.3541
9 | 356 | 2 | 3.2285
9 | 357 | 2 | 3.262
9 | 358 | 2 | 3.2015
9 | 359 | 2 | 2.3222
9 | 360 | 2 | 4
9 | 361 | 2 | 3.6129
9 | 362 | 2 | 2.2747
9 | 363 | 2 | 3.7991
9 | 364 | 2 | 2.5128
9 | 365 | 2 | 3.853
9 | 366 | 2 | 3.4859
9 | 367 | 2 | 4
9 | 368 | 2 | 4
9 | 369 | 2 | 2.7015
9 | 370 | 2 | 3.4477
9 | 371 | 2 | 4
9 | 372 | 2 | 4
9 | 373 | 2 | 4
9 | 374 | 2 | 4
9 | 375 | 2 | 4
9 | 376 | 2 | 4
9 | 377 | 2 | 3.7072
9 | 378 | 2 | 4
9 | 379 | 2 | 4
9 | 380 | 2 | 4
9 | 381 | 2 | 3.751
9 | 382 | 2 | 4
9 | 383 | 2 | 4
9 | 384 | 2 | 4
9 | 1 | 3 | 3.1668
9 | 2 | 3 | 1.4633
9 | 3 | 3 | 3
9 | 4 | 3 | 2.3361
9 | 5 | 3 | 2.3814
9 | 6 | 3 | 2.3177
9 | 7 | 3 | 2.843
9 | 8 | 3 | 3.1382
9 | 9 | 3 | 2.5555
9 | 10 | 3 | 3.2155
9 | 11 | 3 | 3.1677
9 | 12 | 3 | 3.0822
9 | 13 | 3 | 1.8362
9 | 14 | 3 | 2.8892
9 | 15 | 3 | 1.8158
9 | 16 | 3 | 2.9671
9 | 17 | 3 | 1.8617
9 | 18 | 3 | 2.949
9 | 19 | 3 | 2.9336
9 | 20 | 3 | 3.0792
9 | 21 | 3 | 3.3203
9 | 22 | 3 | 3.3873
9 | 23 | 3 | 2.7904
9 | 24 | 3 | 2.4209
9 | 25 | 3 | 2.3097
9 | 26 | 3 | 1.9726
9 | 27 | 3 | 3.034
9 | 28 | 3 | 2.7337
9 | 29 | 3 | 1.948
9 | 30 | 3 | 2.1276
9 | 31 | 3 | 2.3354
9 | 32 | 3 | 2.0365
9 | 33 | 3 | 2.3123
9 | 34 | 3 | 2.2953
9 | 35 | 3 | 2.0317
9 | 36 | 3 | 2.184
9 | 37 | 3 | 1.7239
9 | 38 | 3 | 1.9728
9 | 39 | 3 | 1.8941
9 | 40 | 3 | 1.8339
9 | 41 | 3 | 1.9813
9 | 42 | 3 | 2.1749
9 | 43 | 3 | 1.2682
9 | 44 | 3 | 1.581
9 | 45 | 3 | 1.5101
9 | 46 | 3 | 1.7789
9 | 47 | 3 | 1.6452
9 | 48 | 3 | 1.5521
9 | 49 | 3 | 1.1858
9 | 50 | 3 | 1.7508
9 | 51 | 3 | 1.0748
9 | 52 | 3 | 2.2057
9 | 53 | 3 | 1.3861
9 | 54 | 3 | 1.9098
9 | 55 | 3 | 1.7809
9 | 56 | 3 | 1.5118
9 | 57 | 3 | 1.4369
9 | 58 | 3 | 1.6523
9 | 59 | 3 | 1.5731
9 | 60 | 3 | 2.6487
9 | 61 | 3 | 1.6535
9 | 62 | 3 | 2.0006
9 | 63 | 3 | 2.4531
9 | 64 | 3 | 2.1997
9 | 65 | 3 | 1.8588
9 | 66 | 3 | 2.5768
9 | 67 | 3 | 2.7479
9 | 68 | 3 | 2.3165
9 | 69 | 3 | 2.2888
9 | 70 | 3 | 3.0727
9 | 71 | 3 | 2.6109
9 | 72 | 3 | 2.3718
9 | 73 | 3 | 3.0174
9 | 74 | 3 | 1.8377
9 | 75 | 3 | 2.6005
9 | 76 | 3 | 2.9659
9 | 77 | 3 | 2.1846
9 | 78 | 3 | 3.1391
9 | 79 | 3 | 2.1121
9 | 80 | 3 | 2.9131
9 | 81 | 3 | 2.9557
9 | 82 | 3 | 2.0045
9 | 83 | 3 | 2.207
9 | 84 | 3 | 2.7011
9 | 85 | 3 | 2.4738
9 | 86 | 3 | 3.3584
9 | 87 | 3 | 2.7283
9 | 88 | 3 | 3.0573
9 | 89 | 3 | 3.0802
9 | 90 | 3 | 2.3313
9 | 91 | 3 | 2.1857
9 | 92 | 3 | 3.0834
9 | 93 | 3 | 1.4644
9 | 94 | 3 | 3.0616
9 | 95 | 3 | 2.8219
9 | 96 | 3 | 3.0948
9 | 97 | 3 | 2.6372
9 | 98 | 3 | 3.0003
9 | 99 | 3 | 1.8872
9 | 100 | 3 | 2.7466
9 | 101 | 3 | 2.6538
9 | 102 | 3 | 2.9671
9 | 103 | 3 | 2.604
9 | 104 | 3 | 1.9391
9 | 105 | 3 | 2.9213
9 | 106 | 3 | 1.8747
9 | 107 | 3 | 2.4769
9 | 108 | 3 | 2.1725
9 | 109 | 3 | 2.4504
9 | 110 | 3 | 2.6686
9 | 111 | 3 | 1.9456
9 | 112 | 3 | 1.9282
9 | 113 | 3 | 1.3195
9 | 114 | 3 | 1.7682
9 | 115 | 3 | 1.5275
9 | 116 | 3 | 2.8492
9 | 117 | 3 | 1.7343
9 | 118 | 3 | 2.1182
9 | 119 | 3 | 1.5494
9 | 120 | 3 | 1.7071
9 | 121 | 3 | 1.4397
9 | 122 | 3 | 2.2099
9 | 123 | 3 | 1.5606
9 | 124 | 3 | 1.3607
9 | 125 | 3 | 1.8314
9 | 126 | 3 | 1.8206
9 | 127 | 3 | 1.6969
9 | 128 | 3 | 1.6816
9 | 129 | 3 | 1.5571
9 | 130 | 3 | 1.7869
9 | 131 | 3 | 1.0642
9 | 132 | 3 | 1.6603
9 | 133 | 3 | 0.7614
9 | 134 | 3 | 1.2473
9 | 135 | 3 | 1.2333
9 | 136 | 3 | 1.3061
9 | 137 | 3 | 1.6571
9 | 138 | 3 | 1.1835
9 | 139 | 3 | 1.8185
9 | 140 | 3 | 1.4537
9 | 141 | 3 | 0.96943
9 | 142 | 3 | 1.5279
9 | 143 | 3 | 1.4271
9 | 144 | 3 | 1.3237
9 | 145 | 3 | 1.229
9 | 146 | 3 | 1.1473
9 | 147 | 3 | 1.5045
9 | 148 | 3 | 0.91677
9 | 149 | 3 | 1.328
9 | 150 | 3 | 1.1611
9 | 151 | 3 | 1.0259
9 | 152 | 3 | 1.7447
9 | 153 | 3 | 1.345
9 | 154 | 3 | 1.3222
9 | 155 | 3 | 1.2535
9 | 156 | 3 | 1.4318
9 | 157 | 3 | 1.28
9 | 158 | 3 | 1.3624
9 | 159 | 3 | 1.7179
9 | 160 | 3 | 2.0557
9 | 161 | 3 | 1.2313
9 | 162 | 3 | 1.4596
9 | 163 | 3 | 1.4778
9 | 164 | 3 | 1.7497
9 | 165 | 3 | 1.392
9 | 166 | 3 | 1.6289
9 | 167 | 3 | 1.4924
9 | 168 | 3 | 1.9932
9 | 169 | 3 | 1.9261
9 | 170 | 3 | 1.9377
9 | 171 | 3 | 2.5977
9 | 172 | 3 | 2.3886
9 | 173 | 3 | 1.9523
9 | 174 | 3 | 2.4768
9 | 175 | 3 | 2.9492
9 | 176 | 3 | 1.771
9 | 177 | 3 | 2.4222
9 | 178 | 3 | 1.921
9 | 179 | 3 | 2.0977
9 | 180 | 3 | 2.8305
9 | 181 | 3 | 1.9262
9 | 182 | 3 | 2.2913
9 | 183 | 3 | 1.5917
9 | 184 | 3 | 3.0266
9 | 185 | 3 | 1.4526
9 | 186 | 3 | 2.1934
9 | 187 | 3 | 2.9222
9 | 188 | 3 | 2.2757
9 | 189 | 3 | 2.794
9 | 190 | 3 | 3.2285
9 | 191 | 3 | 2.4752
9 | 192 | 3 | 2.0897
9 | 193 | 3 | 2.0229
9 | 194 | 3 | 1.6389
9 | 195 | 3 | 2.1665
9 | 196 | 3 | 2.5921
9 | 197 | 3 | 2.0547
9 | 198 | 3 | 2.5735
9 | 199 | 3 | 1.3547
9 | 200 | 3 | 2.8452
9 | 201 | 3 | 2.3373
9 | 202 | 3 | 2.6858
9 | 203 | 3 | 2.6414
9 | 204 | 3 | 2.4044
9 | 205 | 3 | 1.5721
9 | 206 | 3 | 2.4088
9 | 207 | 3 | 2.5886
9 | 208 | 3 | 1.2666
9 | 209 | 3 | 1.9973
9 | 210 | 3 | 2.9576
9 | 211 | 3 | 2.403
9 | 212 | 3 | 1.2942
9 | 213 | 3 | 1.4513
9 | 214 | 3 | 1.5071
9 | 215 | 3 | 1.1439
9 | 216 | 3 | 1.3729
9 | 217 | 3 | 1.3827
9 | 218 | 3 | 1.7555
9 | 219 | 3 | 1.832
9 | 220 | 3 | 1.4059
9 | 221 | 3 | 2.0208
9 | 222 | 3 | 0.98941
9 | 223 | 3 | 1.3405
9 | 224 | 3 | 1.4373
9 | 225 | 3 | 1.1805
9 | 226 | 3 | 1.3157
9 | 227 | 3 | 1.5664
9 | 228 | 3 | 1.7334
9 | 229 | 3 | 1.7114
9 | 230 | 3 | 1.4217
9 | 231 | 3 | 0.61361
9 | 232 | 3 | 1.3346
9 | 233 | 3 | 1.2091
9 | 234 | 3 | 0.98178
9 | 235 | 3 | 1.4652
9 | 236 | 3 | 0.97811
9 | 237 | 3 | 0.80964
9 | 238 | 3 | 0.85499
9 | 239 | 3 | 0.86224
9 | 240 | 3 | 1.3425
9 | 241 | 3 | 1.2828
9 | 242 | 3 | 0.65499
9 | 243 | 3 | 1.2536
9 | 244 | 3 | 0.9921
9 | 245 | 3 | 1.5234
9 | 246 | 3 | 1.3435
9 | 247 | 3 | 1.2541
9 | 248 | 3 | 1.1441
9 | 249 | 3 | 1.0988
9 | 250 | 3 | 1.3894
9 | 251 | 3 | 1.0876
9 | 252 | 3 | 1.3215
9 | 253 | 3 | 1.3527
9 | 254 | 3 | 1.2925
9 | 255 | 3 | 1.4339
9 | 256 | 3 | 1.9331
9 | 257 | 3 | 1.202
9 | 258 | 3 | 1.7764
9 | 259 | 3 | 1.246
9 | 260 | 3 | 1.3101
9 | 261 | 3 | 1.547
9 | 262 | 3 | 1.3282
9 | 263 | 3 | 1.4426
9 | 264 | 3 | 1.2402
9 | 265 | 3 | 1.5797
9 | 266 | 3 | 2.079
9 | 267 | 3 | 2.0431
9 | 268 | 3 | 2.3411
9 | 269 | 3 | 1.9509
9 | 270 | 3 | 1.3027
9 | 271 | 3 | 1.9498
9 | 272 | 3 | 1.8764
9 | 273 | 3 | 1.9103
9 | 274 | 3 | 1.8802
9 | 275 | 3 | 2.0831
9 | 276 | 3 | 2.4334
9 | 277 | 3 | 2.1524
9 | 278 | 3 | 1.0066
9 | 279 | 3 | 1.6543
9 | 280 | 3 | 1.448
9 | 281 | 3 | 1.9938
9 | 282 | 3 | 2.4791
9 | 283 | 3 | 3.239
9 | 284 | 3 | 2.3133
9 | 285 | 3 | 2.2097
9 | 286 | 3 | 2.3467
9 | 287 | 3 | 2.3146
9 | 288 | 3 | 2.2272
9 | 289 | 3 | 3.229
9 | 290 | 3 | 2.9482
9 | 291 | 3 | 2.9129
9 | 292 | 3 | 2.7522
9 | 293 | 3 | 3.2275
9 | 294 | 3 | 2.3005
9 | 295 | 3 | 3.1371
9 | 296 | 3 | 2.7027
9 | 297 | 3 | 3.1512
9 | 298 | 3 | 2.8051
9 | 299 | 3 | 3.3931
9 | 300 | 3 | 2.0742
9 | 301 | 3 | 3.3247
9 | 302 | 3 | 3.0504
9 | 303 | 3 | 3.1061
9 | 304 | 3 | 1.9804
9 | 305 | 3 | 2.2232
9 | 306 | 3 | 2.2309
9 | 307 | 3 | 2.9635
9 | 308 | 3 | 2.8212
9 | 309 | 3 | 2.2303
9 | 310 | 3 | 2.9109
9 | 311 | 3 | 2.5841
9 | 312 | 3 | 2.1837
9 | 313 | 3 | 2.0299
9 | 314 | 3 | 2.3098
9 | 315 | 3 | 1.7717
9 | 316 | 3 | 2.1955
9 | 317 | 3 | 1.9554
9 | 318 | 3 | 1.2565
9 | 319 | 3 | 1.7668
9 | 320 | 3 | 2.222
9 | 321 | 3 | 2.5809
9 | 322 | 3 | 1.9206
9 | 323 | 3 | 1.6683
9 | 324 | 3 | 2.105
9 | 325 | 3 | 1.7354
9 | 326 | 3 | 1.6403
9 | 327 | 3 | 1.7731
9 | 328 | 3 | 1.654
9 | 329 | 3 | 1.5637
9 | 330 | 3 | 1.5103
9 | 331 | 3 | 1.474
9 | 332 | 3 | 1.6815
9 | 333 | 3 | 2.2801
9 | 334 | 3 | 0.98103
9 | 335 | 3 | 1.445
9 | 336 | 3 | 1.3013
9 | 337 | 3 | 1.4774
9 | 338 | 3 | 1.6567
9 | 339 | 3 | 1.2385
9 | 340 | 3 | 1.9476
9 | 341 | 3 | 1.522
9 | 342 | 3 | 1.913
9 | 343 | 3 | 1.349
9 | 344 | 3 | 1.5977
9 | 345 | 3 | 1.5055
9 | 346 | 3 | 1.5931
9 | 347 | 3 | 1.4328
9 | 348 | 3 | 1.7872
9 | 349 | 3 | 1.8282
9 | 350 | 3 | 1.2766
9 | 351 | 3 | 1.7928
9 | 352 | 3 | 2.3011
9 | 353 | 3 | 1.7892
9 | 354 | 3 | 1.7779
9 | 355 | 3 | 2.2482
9 | 356 | 3 | 2.1383
9 | 357 | 3 | 2.2009
9 | 358 | 3 | 2.1295
9 | 359 | 3 | 1.5659
9 | 360 | 3 | 2.9431
9 | 361 | 3 | 2.3882
9 | 362 | 3 | 1.4932
9 | 363 | 3 | 2.5737
9 | 364 | 3 | 1.6781
9 | 365 | 3 | 2.6175
9 | 366 | 3 | 2.337
9 | 367 | 3 | 3.3976
9 | 368 | 3 | 2.8983
9 | 369 | 3 | 1.803
9 | 370 | 3 | 2.2624
9 | 371 | 3 | 3.0503
9 | 372 | 3 | 2.7319
9 | 373 | 3 | 3.0642
9 | 374 | 3 | 2.7574
9 | 375 | 3 | 3.0122
9 | 376 | 3 | 2.6574
9 | 377 | 3 | 2.5077
9 | 378 | 3 | 3.2771
9 | 379 | 3 | 3.1873
9 | 380 | 3 | 3.0755
9 | 381 | 3 | 2.4946
9 | 382 | 3 | 3.2326
9 | 383 | 3 | 3.3653
9 | 384 | 3 | 2.8388
9 | 1 | 4 | 4
9 | 2 | 4 | 1.7802
9 | 3 | 4 | 4
9 | 4 | 4 | 2.9941
9 | 5 | 4 | 3.1143
9 | 6 | 4 | 3.0526
9 | 7 | 4 | 3.6988
9 | 8 | 4 | 4
9 | 9 | 4 | 3.2361
9 | 10 | 4 | 4
9 | 11 | 4 | 4
9 | 12 | 4 | 3.7656
9 | 13 | 4 | 2.3833
9 | 14 | 4 | 3.4485
9 | 15 | 4 | 2.4123
9 | 16 | 4 | 3.6315
9 | 17 | 4 | 2.3515
9 | 18 | 4 | 3.6594
9 | 19 | 4 | 3.8396
9 | 20 | 4 | 4
9 | 21 | 4 | 4
9 | 22 | 4 | 4
9 | 23 | 4 | 3.5713
9 | 24 | 4 | 2.9551
9 | 25 | 4 | 2.7574
9 | 26 | 4 | 2.3499
9 | 27 | 4 | 4
9 | 28 | 4 | 3.626
9 | 29 | 4 | 2.5399
9 | 30 | 4 | 2.5395
9 | 31 | 4 | 3.0736
9 | 32 | 4 | 2.571
9 | 33 | 4 | 2.7339
9 | 34 | 4 | 2.8572
9 | 35 | 4 | 2.4801
9 | 36 | 4 | 2.7944
9 | 37 | 4 | 2.1058
9 | 38 | 4 | 2.367
9 | 39 | 4 | 2.5193
9 | 40 | 4 | 2.2229
9 | 41 | 4 | 2.334
9 | 42 | 4 | 2.6368
9 | 43 | 4 | 1.63
9 | 44 | 4 | 1.9073
9 | 45 | 4 | 1.9862
9 | 46 | 4 | 2.2382
9 | 47 | 4 | 1.9566
9 | 48 | 4 | 1.9915
9 | 49 | 4 | 1.5226
9 | 50 | 4 | 2.2947
9 | 51 | 4 | 1.4294
9 | 52 | 4 | 2.6968
9 | 53 | 4 | 1.7974
9 | 54 | 4 | 2.4593
9 | 55 | 4 | 2.2285
9 | 56 | 4 | 2.0015
9 | 57 | 4 | 1.7796
9 | 58 | 4 | 2.1608
9 | 59 | 4 | 1.9447
9 | 60 | 4 | 3.2302
9 | 61 | 4 | 2.175
9 | 62 | 4 | 2.5279
9 | 63 | 4 | 2.9936
9 | 64 | 4 | 2.7795
9 | 65 | 4 | 2.462
9 | 66 | 4 | 3.2066
9 | 67 | 4 | 3.366
9 | 68 | 4 | 2.8903
9 | 69 | 4 | 2.7104
9 | 70 | 4 | 3.7998
9 | 71 | 4 | 3.107
9 | 72 | 4 | 3.1055
9 | 73 | 4 | 3.9499
9 | 74 | 4 | 2.2122
9 | 75 | 4 | 3.2927
9 | 76 | 4 | 3.8692
9 | 77 | 4 | 2.5922
9 | 78 | 4 | 4
9 | 79 | 4 | 2.5599
9 | 80 | 4 | 3.5413
9 | 81 | 4 | 3.5257
9 | 82 | 4 | 2.4675
9 | 83 | 4 | 2.6748
9 | 84 | 4 | 3.4414
9 | 85 | 4 | 3.1838
9 | 86 | 4 | 4
9 | 87 | 4 | 3.4413
9 | 88 | 4 | 3.6118
9 | 89 | 4 | 3.7731
9 | 90 | 4 | 2.8705
9 | 91 | 4 | 2.8703
9 | 92 | 4 | 3.6492
9 | 93 | 4 | 1.842
9 | 94 | 4 | 3.7899
9 | 95 | 4 | 3.5684
9 | 96 | 4 | 4
9 | 97 | 4 | 3.1382
9 | 98 | 4 | 3.7161
9 | 99 | 4 | 2.5152
9 | 100 | 4 | 3.3837
9 | 101 | 4 | 3.3907
9 | 102 | 4 | 3.6964
9 | 103 | 4 | 3.1052
9 | 104 | 4 | 2.4679
9 | 105 | 4 | 3.4743
9 | 106 | 4 | 2.3078
9 | 107 | 4 | 3.2956
9 | 108 | 4 | 2.5773
9 | 109 | 4 | 2.9916
9 | 110 | 4 | 3.1405
9 | 111 | 4 | 2.5359
9 | 112 | 4 | 2.5247
9 | 113 | 4 | 1.5648
9 | 114 | 4 | 2.1572
9 | 115 | 4 | 2.0189
9 | 116 | 4 | 3.4513
9 | 117 | 4 | 2.1012
9 | 118 | 4 | 2.5148
9 | 119 | 4 | 1.8869
9 | 120 | 4 | 2.239
9 | 121 | 4 | 1.9145
9 | 122 | 4 | 2.9362
9 | 123 | 4 | 2.073
9 | 124 | 4 | 1.7566
9 | 125 | 4 | 2.1906
9 | 126 | 4 | 2.2648
9 | 127 | 4 | 2.1072
9 | 128 | 4 | 2.0158
9 | 129 | 4 | 2.0423
9 | 130 | 4 | 2.2971
9 | 131 | 4 | 1.3161
9 | 132 | 4 | 1.9603
9 | 133 | 4 | 0.94454
9 | 134 | 4 | 1.6589
9 | 135 | 4 | 1.4857
9 | 136 | 4 | 1.689
9 | 137 | 4 | 1.9948
9 | 138 | 4 | 1.5004
9 | 139 | 4 | 2.1743
9 | 140 | 4 | 1.7627
9 | 141 | 4 | 1.2033
9 | 142 | 4 | 2.0007
9 | 143 | 4 | 1.8878
9 | 144 | 4 | 1.7368
9 | 145 | 4 | 1.629
9 | 146 | 4 | 1.5081
9 | 147 | 4 | 1.9474
9 | 148 | 4 | 1.1162
9 | 149 | 4 | 1.6477
9 | 150 | 4 | 1.5455
9 | 151 | 4 | 1.3549
9 | 152 | 4 | 2.0606
9 | 153 | 4 | 1.667
9 | 154 | 4 | 1.7165
9 | 155 | 4 | 1.617
9 | 156 | 4 | 1.7368
9 | 157 | 4 | 1.6634
9 | 158 | 4 | 1.6858
9 | 159 | 4 | 2.0282
9 | 160 | 4 | 2.4628
9 | 161 | 4 | 1.5909
9 | 162 | 4 | 1.8259
9 | 163 | 4 | 1.8199
9 | 164 | 4 | 2.1008
9 | 165 | 4 | 1.818
9 | 166 | 4 | 2.1665
9 | 167 | 4 | 1.9714
9 | 168 | 4 | 2.4957
9 | 169 | 4 | 2.3761
9 | 170 | 4 | 2.4015
9 | 171 | 4 | 3.3229
9 | 172 | 4 | 2.8139
9 | 173 | 4 | 2.4163
9 | 174 | 4 | 3.1431
9 | 175 | 4 | 3.6631
9 | 176 | 4 | 2.1479
9 | 177 | 4 | 2.9651
9 | 178 | 4 | 2.474
9 | 179 | 4 | 2.7724
9 | 180 | 4 | 3.5966
9 | 181 | 4 | 2.3694
9 | 182 | 4 | 2.9718
9 | 183 | 4 | 1.9287
9 | 184 | 4 | 4
9 | 185 | 4 | 1.8718
9 | 186 | 4 | 2.6411
9 | 187 | 4 | 3.7984
9 | 188 | 4 | 2.7958
9 | 189 | 4 | 3.4818
9 | 190 | 4 | 3.8321
9 | 191 | 4 | 3.1883
9 | 192 | 4 | 2.762
9 | 193 | 4 | 2.4565
9 | 194 | 4 | 1.9812
9 | 195 | 4 | 2.5768
9 | 196 | 4 | 3.0741
9 | 197 | 4 | 2.7345
9 | 198 | 4 | 3.3274
9 | 199 | 4 | 1.669
9 | 200 | 4 | 3.3675
9 | 201 | 4 | 2.7659
9 | 202 | 4 | 3.3337
9 | 203 | 4 | 3.1386
9 | 204 | 4 | 2.9532
9 | 205 | 4 | 1.9925
9 | 206 | 4 | 3.0163
9 | 207 | 4 | 3.1941
9 | 208 | 4 | 1.5735
9 | 209 | 4 | 2.3703
9 | 210 | 4 | 3.5131
9 | 211 | 4 | 3.0437
9 | 212 | 4 | 1.5292
9 | 213 | 4 | 1.8912
9 | 214 | 4 | 1.9762
9 | 215 | 4 | 1.4983
9 | 216 | 4 | 1.7149
9 | 217 | 4 | 1.8383
9 | 218 | 4 | 2.078
9 | 219 | 4 | 2.2001
9 | 220 | 4 | 1.8708
9 | 221 | 4 | 2.6326
9 | 222 | 4 | 1.2633
9 | 223 | 4 | 1.7567
9 | 224 | 4 | 1.7297
9 | 225 | 4 | 1.5048
9 | 226 | 4 | 1.5589
9 | 227 | 4 | 1.9382
9 | 228 | 4 | 2.0688
9 | 229 | 4 | 2.0509
9 | 230 | 4 | 1.6915
9 | 231 | 4 | 0.77088
9 | 232 | 4 | 1.6586
9 | 233 | 4 | 1.457
9 | 234 | 4 | 1.261
9 | 235 | 4 | 1.8337
9 | 236 | 4 | 1.2077
9 | 237 | 4 | 1.0773
9 | 238 | 4 | 1.0564
9 | 239 | 4 | 1.0868
9 | 240 | 4 | 1.616
9 | 241 | 4 | 1.6414
9 | 242 | 4 | 0.78041
9 | 243 | 4 | 1.5519
9 | 244 | 4 | 1.2911
9 | 245 | 4 | 1.8381
9 | 246 | 4 | 1.6561
9 | 247 | 4 | 1.6602
9 | 248 | 4 | 1.4445
9 | 249 | 4 | 1.3435
9 | 250 | 4 | 1.6503
9 | 251 | 4 | 1.4501
9 | 252 | 4 | 1.559
9 | 253 | 4 | 1.7174
9 | 254 | 4 | 1.5252
9 | 255 | 4 | 1.7692
9 | 256 | 4 | 2.3209
9 | 257 | 4 | 1.4886
9 | 258 | 4 | 2.1855
9 | 259 | 4 | 1.6004
9 | 260 | 4 | 1.62
9 | 261 | 4 | 1.8752
9 | 262 | 4 | 1.589
9 | 263 | 4 | 1.7475
9 | 264 | 4 | 1.5128
9 | 265 | 4 | 1.8886
9 | 266 | 4 | 2.6577
9 | 267 | 4 | 2.5005
9 | 268 | 4 | 2.9445
9 | 269 | 4 | 2.4752
9 | 270 | 4 | 1.6467
9 | 271 | 4 | 2.4676
9 | 272 | 4 | 2.4002
9 | 273 | 4 | 2.352
9 | 274 | 4 | 2.3709
9 | 275 | 4 | 2.4583
9 | 276 | 4 | 2.9756
9 | 277 | 4 | 2.7959
9 | 278 | 4 | 1.2699
9 | 279 | 4 | 2.1091
9 | 280 | 4 | 1.7451
9 | 281 | 4 | 2.3792
9 | 282 | 4 | 2.9499
9 | 283 | 4 | 3.9681
9 | 284 | 4 | 2.9771
9 | 285 | 4 | 2.8504
9 | 286 | 4 | 2.8087
9 | 287 | 4 | 2.8833
9 | 288 | 4 | 2.6827
9 | 289 | 4 | 4
9 | 290 | 4 | 3.5809
9 | 291 | 4 | 3.6325
9 | 292 | 4 | 3.3275
9 | 293 | 4 | 4
9 | 294 | 4 | 2.888
9 | 295 | 4 | 4
9 | 296 | 4 | 3.5711
9 | 297 | 4 | 4
9 | 298 | 4 | 3.7008
9 | 299 | 4 | 4
9 | 300 | 4 | 2.7003
9 | 301 | 4 | 4
9 | 302 | 4 | 3.6423
9 | 303 | 4 | 3.7933
9 | 304 | 4 | 2.4542
9 | 305 | 4 | 2.902
9 | 306 | 4 | 2.8003
9 | 307 | 4 | 3.7775
9 | 308 | 4 | 3.652
9 | 309 | 4 | 2.756
9 | 310 | 4 | 3.726
9 | 311 | 4 | 3.0703
9 | 312 | 4 | 2.5967
9 | 313 | 4 | 2.6169
9 | 314 | 4 | 3.0349
9 | 315 | 4 | 2.303
9 | 316 | 4 | 2.7446
9 | 317 | 4 | 2.3763
9 | 318 | 4 | 1.6301
9 | 319 | 4 | 2.2804
9 | 320 | 4 | 2.6606
9 | 321 | 4 | 3.2604
9 | 322 | 4 | 2.3663
9 | 323 | 4 | 2.1572
9 | 324 | 4 | 2.769
9 | 325 | 4 | 2.165
9 | 326 | 4 | 2.0563
9 | 327 | 4 | 2.3169
9 | 328 | 4 | 2.0365
9 | 329 | 4 | 1.944
9 | 330 | 4 | 1.8522
9 | 331 | 4 | 1.9282
9 | 332 | 4 | 2.0378
9 | 333 | 4 | 2.9527
9 | 334 | 4 | 1.2233
9 | 335 | 4 | 1.744
9 | 336 | 4 | 1.73
9 | 337 | 4 | 1.8882
9 | 338 | 4 | 1.9787
9 | 339 | 4 | 1.4841
9 | 340 | 4 | 2.4229
9 | 341 | 4 | 1.8191
9 | 342 | 4 | 2.264
9 | 343 | 4 | 1.6202
9 | 344 | 4 | 1.9125
9 | 345 | 4 | 1.9812
9 | 346 | 4 | 1.9544
9 | 347 | 4 | 1.7465
9 | 348 | 4 | 2.2037
9 | 349 | 4 | 2.2027
9 | 350 | 4 | 1.6943
9 | 351 | 4 | 2.1678
9 | 352 | 4 | 2.7954
9 | 353 | 4 | 2.3058
9 | 354 | 4 | 2.292
9 | 355 | 4 | 2.7646
9 | 356 | 4 | 2.7255
9 | 357 | 4 | 2.6528
9 | 358 | 4 | 2.6799
9 | 359 | 4 | 1.8906
9 | 360 | 4 | 3.4663
9 | 361 | 4 | 3.0617
9 | 362 | 4 | 1.9537
9 | 363 | 4 | 3.0635
9 | 364 | 4 | 2.0868
9 | 365 | 4 | 3.0886
9 | 366 | 4 | 2.8722
9 | 367 | 4 | 4
9 | 368 | 4 | 3.6022
9 | 369 | 4 | 2.2463
9 | 370 | 4 | 2.9631
9 | 371 | 4 | 3.883
9 | 372 | 4 | 3.6299
9 | 373 | 4 | 4
9 | 374 | 4 | 3.344
9 | 375 | 4 | 4
9 | 376 | 4 | 3.3781
9 | 377 | 4 | 2.9988
9 | 378 | 4 | 4
9 | 379 | 4 | 3.8913
9 | 380 | 4 | 4
9 | 381 | 4 | 3.1411
9 | 382 | 4 | 4
9 | 383 | 4 | 3.964
9 | 384 | 4 | 3.6849
9 | 1 | 5 | 4
9 | 2 | 5 | 2.1754
9 | 3 | 5 | 4
9 | 4 | 5 | 3.5338
9 | 5 | 5 | 3.6271
9 | 6 | 5 | 3.5387
9 | 7 | 5 | 4
9 | 8 | 5 | 4
9 | 9 | 5 | 3.8499
9 | 10 | 5 | 4
9 | 11 | 5 | 4
9 | 12 | 5 | 4
9 | 13 | 5 | 2.7895
9 | 14 | 5 | 4
9 | 15 | 5 | 2.7807
9 | 16 | 5 | 4
9 | 17 | 5 | 2.8023
9 | 18 | 5 | 4
9 | 19 | 5 | 4
9 | 20 | 5 | 4
9 | 21 | 5 | 4
9 | 22 | 5 | 4
9 | 23 | 5 | 4
9 | 24 | 5 | 3.603
9 | 25 | 5 | 3.4127
9 | 26 | 5 | 2.9126
9 | 27 | 5 | 4
9 | 28 | 5 | 4
9 | 29 | 5 | 2.964
9 | 30 | 5 | 3.1434
9 | 31 | 5 | 3.5649
9 | 32 | 5 | 3.0649
9 | 33 | 5 | 3.4058
9 | 34 | 5 | 3.4382
9 | 35 | 5 | 3.0237
9 | 36 | 5 | 3.3018
9 | 37 | 5 | 2.5662
9 | 38 | 5 | 2.9196
9 | 39 | 5 | 2.9018
9 | 40 | 5 | 2.7231
9 | 41 | 5 | 2.9149
9 | 42 | 5 | 3.2296
9 | 43 | 5 | 1.9202
9 | 44 | 5 | 2.3439
9 | 45 | 5 | 2.3046
9 | 46 | 5 | 2.6742
9 | 47 | 5 | 2.4279
9 | 48 | 5 | 2.3487
9 | 49 | 5 | 1.7948
9 | 50 | 5 | 2.6687
9 | 51 | 5 | 1.6465
9 | 52 | 5 | 3.2844
9 | 53 | 5 | 2.1051
9 | 54 | 5 | 2.8936
9 | 55 | 5 | 2.6723
9 | 56 | 5 | 2.3125
9 | 57 | 5 | 2.1487
9 | 58 | 5 | 2.5166
9 | 59 | 5 | 2.351
9 | 60 | 5 | 3.9408
9 | 61 | 5 | 2.5235
9 | 62 | 5 | 3.0117
9 | 63 | 5 | 3.6506
9 | 64 | 5 | 3.3115
9 | 65 | 5 | 2.8435
9 | 66 | 5 | 3.8595
9 | 67 | 5 | 4
9 | 68 | 5 | 3.4726
9 | 69 | 5 | 3.373
9 | 70 | 5 | 4
9 | 71 | 5 | 3.8537
9 | 72 | 5 | 3.614
9 | 73 | 5 | 4
9 | 74 | 5 | 2.7226
9 | 75 | 5 | 3.9176
9 | 76 | 5 | 4
9 | 77 | 5 | 3.2215
9 | 78 | 5 | 4
9 | 79 | 5 | 3.1361
9 | 80 | 5 | 4
9 | 81 | 5 | 4
9 | 82 | 5 | 2.9915
9 | 83 | 5 | 3.2769
9 | 84 | 5 | 4
9 | 85 | 5 | 3.7473
9 | 86 | 5 | 4
9 | 87 | 5 | 4
9 | 88 | 5 | 4
9 | 89 | 5 | 4
9 | 90 | 5 | 3.4795
9 | 91 | 5 | 3.3338
9 | 92 | 5 | 4
9 | 93 | 5 | 2.2012
9 | 94 | 5 | 4
9 | 95 | 5 | 4
9 | 96 | 5 | 4
9 | 97 | 5 | 3.8925
9 | 98 | 5 | 4
9 | 99 | 5 | 2.8933
9 | 100 | 5 | 4
9 | 101 | 5 | 4
9 | 102 | 5 | 4
9 | 103 | 5 | 3.8461
9 | 104 | 5 | 2.9263
9 | 105 | 5 | 4
9 | 106 | 5 | 2.7979
9 | 107 | 5 | 3.7951
9 | 108 | 5 | 3.2034
9 | 109 | 5 | 3.647
9 | 110 | 5 | 3.9247
9 | 111 | 5 | 2.96
9 | 112 | 5 | 2.9381
9 | 113 | 5 | 1.9455
9 | 114 | 5 | 2.6311
9 | 115 | 5 | 2.335
9 | 116 | 5 | 4
9 | 117 | 5 | 2.5747
9 | 118 | 5 | 3.1241
9 | 119 | 5 | 2.3042
9 | 120 | 5 | 2.6026
9 | 121 | 5 | 2.2055
9 | 122 | 5 | 3.3844
9 | 123 | 5 | 2.3899
9 | 124 | 5 | 2.0633
9 | 125 | 5 | 2.7076
9 | 126 | 5 | 2.7265
9 | 127 | 5 | 2.5398
9 | 128 | 5 | 2.4879
9 | 129 | 5 | 2.374
9 | 130 | 5 | 2.7058
9 | 131 | 5 | 1.5906
9 | 132 | 5 | 2.4445
9 | 133 | 5 | 1.1392
9 | 134 | 5 | 1.9108
9 | 135 | 5 | 1.8275
9 | 136 | 5 | 1.9817
9 | 137 | 5 | 2.455
9 | 138 | 5 | 1.7837
9 | 139 | 5 | 2.6882
9 | 140 | 5 | 2.1588
9 | 141 | 5 | 1.4508
9 | 142 | 5 | 2.3282
9 | 143 | 5 | 2.1822
9 | 144 | 5 | 2.0184
9 | 145 | 5 | 1.8806
9 | 146 | 5 | 1.7506
9 | 147 | 5 | 2.2834
9 | 148 | 5 | 1.3633
9 | 149 | 5 | 1.9871
9 | 150 | 5 | 1.7793
9 | 151 | 5 | 1.5678
9 | 152 | 5 | 2.569
9 | 153 | 5 | 2.0118
9 | 154 | 5 | 2.0088
9 | 155 | 5 | 1.9003
9 | 156 | 5 | 2.1265
9 | 157 | 5 | 1.9454
9 | 158 | 5 | 2.0367
9 | 159 | 5 | 2.5292
9 | 160 | 5 | 3.0408
9 | 161 | 5 | 1.8677
9 | 162 | 5 | 2.1899
9 | 163 | 5 | 2.2058
9 | 164 | 5 | 2.5901
9 | 165 | 5 | 2.1192
9 | 166 | 5 | 2.4955
9 | 167 | 5 | 2.2809
9 | 168 | 5 | 2.9915
9 | 169 | 5 | 2.8766
9 | 170 | 5 | 2.8983
9 | 171 | 5 | 3.9268
9 | 172 | 5 | 3.5142
9 | 173 | 5 | 2.9188
9 | 174 | 5 | 3.7341
9 | 175 | 5 | 4
9 | 176 | 5 | 2.6301
9 | 177 | 5 | 3.6083
9 | 178 | 5 | 2.9106
9 | 179 | 5 | 3.2066
9 | 180 | 5 | 4
9 | 181 | 5 | 2.874
9 | 182 | 5 | 3.48
9 | 183 | 5 | 2.3632
9 | 184 | 5 | 4
9 | 185 | 5 | 2.2013
9 | 186 | 5 | 3.2498
9 | 187 | 5 | 4
9 | 188 | 5 | 3.394
9 | 189 | 5 | 4
9 | 190 | 5 | 4
9 | 191 | 5 | 3.7505
9 | 192 | 5 | 3.1945
9 | 193 | 5 | 3.0055
9 | 194 | 5 | 2.4313
9 | 195 | 5 | 3.1972
9 | 196 | 5 | 3.8218
9 | 197 | 5 | 3.1485
9 | 198 | 5 | 3.9045
9 | 199 | 5 | 2.0223
9 | 200 | 5 | 4
9 | 201 | 5 | 3.4436
9 | 202 | 5 | 4
9 | 203 | 5 | 3.8968
9 | 204 | 5 | 3.5857
9 | 205 | 5 | 2.3691
9 | 206 | 5 | 3.6153
9 | 207 | 5 | 3.8663
9 | 208 | 5 | 1.896
9 | 209 | 5 | 2.9454
9 | 210 | 5 | 4
9 | 211 | 5 | 3.6204
9 | 212 | 5 | 1.9058
9 | 213 | 5 | 2.2077
9 | 214 | 5 | 2.2976
9 | 215 | 5 | 1.7433
9 | 216 | 5 | 2.0588
9 | 217 | 5 | 2.1181
9 | 218 | 5 | 2.5867
9 | 219 | 5 | 2.712
9 | 220 | 5 | 2.1542
9 | 221 | 5 | 3.0738
9 | 222 | 5 | 1.4947
9 | 223 | 5 | 2.0432
9 | 224 | 5 | 2.1291
9 | 225 | 5 | 1.7824
9 | 226 | 5 | 1.9392
9 | 227 | 5 | 2.3417
9 | 228 | 5 | 2.5609
9 | 229 | 5 | 2.5318
9 | 230 | 5 | 2.0983
9 | 231 | 5 | 0.92196
9 | 232 | 5 | 1.998
9 | 233 | 5 | 1.7919
9 | 234 | 5 | 1.4862
9 | 235 | 5 | 2.1987
9 | 236 | 5 | 1.4612
9 | 237 | 5 | 1.2405
9 | 238 | 5 | 1.2775
9 | 239 | 5 | 1.297
9 | 240 | 5 | 1.9889
9 | 241 | 5 | 1.9394
9 | 242 | 5 | 0.96715
9 | 243 | 5 | 1.8744
9 | 244 | 5 | 1.5086
9 | 245 | 5 | 2.2587
9 | 246 | 5 | 2.0059
9 | 247 | 5 | 1.9182
9 | 248 | 5 | 1.7219
9 | 249 | 5 | 1.6362
9 | 250 | 5 | 2.0495
9 | 251 | 5 | 1.6676
9 | 252 | 5 | 1.9451
9 | 253 | 5 | 2.0397
9 | 254 | 5 | 1.9026
9 | 255 | 5 | 2.1416
9 | 256 | 5 | 2.8614
9 | 257 | 5 | 1.7974
9 | 258 | 5 | 2.6506
9 | 259 | 5 | 1.8861
9 | 260 | 5 | 1.9581
9 | 261 | 5 | 2.2971
9 | 262 | 5 | 1.9638
9 | 263 | 5 | 2.1416
9 | 264 | 5 | 1.8453
9 | 265 | 5 | 2.3351
9 | 266 | 5 | 3.1421
9 | 267 | 5 | 3.0433
9 | 268 | 5 | 3.5189
9 | 269 | 5 | 2.941
9 | 270 | 5 | 1.9614
9 | 271 | 5 | 2.9369
9 | 272 | 5 | 2.8365
9 | 273 | 5 | 2.8511
9 | 274 | 5 | 2.8285
9 | 275 | 5 | 3.0664
9 | 276 | 5 | 3.6237
9 | 277 | 5 | 3.2708
9 | 278 | 5 | 1.5145
9 | 279 | 5 | 2.4979
9 | 280 | 5 | 2.146
9 | 281 | 5 | 2.9455
9 | 282 | 5 | 3.659
9 | 283 | 5 | 4
9 | 284 | 5 | 3.5041
9 | 285 | 5 | 3.3499
9 | 286 | 5 | 3.4702
9 | 287 | 5 | 3.4679
9 | 288 | 5 | 3.3003
9 | 289 | 5 | 4
9 | 290 | 5 | 4
9 | 291 | 5 | 4
9 | 292 | 5 | 4
9 | 293 | 5 | 4
9 | 294 | 5 | 3.4556
9 | 295 | 5 | 4
9 | 296 | 5 | 4
9 | 297 | 5 | 4
9 | 298 | 5 | 4
9 | 299 | 5 | 4
9 | 300 | 5 | 3.1543
9 | 301 | 5 | 4
9 | 302 | 5 | 4
9 | 303 | 5 | 4
9 | 304 | 5 | 2.9621
9 | 305 | 5 | 3.384
9 | 306 | 5 | 3.351
9 | 307 | 5 | 4
9 | 308 | 5 | 4
9 | 309 | 5 | 3.3326
9 | 310 | 5 | 4
9 | 311 | 5 | 3.8122
9 | 312 | 5 | 3.2224
9 | 313 | 5 | 3.0767
9 | 314 | 5 | 3.5238
9 | 315 | 5 | 2.6928
9 | 316 | 5 | 3.2934
9 | 317 | 5 | 2.9059
9 | 318 | 5 | 1.9085
9 | 319 | 5 | 2.679
9 | 320 | 5 | 3.2863
9 | 321 | 5 | 3.8851
9 | 322 | 5 | 2.8671
9 | 323 | 5 | 2.5312
9 | 324 | 5 | 3.2126
9 | 325 | 5 | 2.6014
9 | 326 | 5 | 2.4628
9 | 327 | 5 | 2.6999
9 | 328 | 5 | 2.4686
9 | 329 | 5 | 2.3413
9 | 330 | 5 | 2.2512
9 | 331 | 5 | 2.2453
9 | 332 | 5 | 2.4966
9 | 333 | 5 | 3.4612
9 | 334 | 5 | 1.4704
9 | 335 | 5 | 2.1426
9 | 336 | 5 | 1.9933
9 | 337 | 5 | 2.2326
9 | 338 | 5 | 2.4482
9 | 339 | 5 | 1.8321
9 | 340 | 5 | 2.9168
9 | 341 | 5 | 2.2497
9 | 342 | 5 | 2.8186
9 | 343 | 5 | 1.9971
9 | 344 | 5 | 2.3627
9 | 345 | 5 | 2.298
9 | 346 | 5 | 2.3749
9 | 347 | 5 | 2.1314
9 | 348 | 5 | 2.6687
9 | 349 | 5 | 2.7093
9 | 350 | 5 | 1.9543
9 | 351 | 5 | 2.66
9 | 352 | 5 | 3.4192
9 | 353 | 5 | 2.7115
9 | 354 | 5 | 2.6947
9 | 355 | 5 | 3.3541
9 | 356 | 5 | 3.2285
9 | 357 | 5 | 3.262
9 | 358 | 5 | 3.2015
9 | 359 | 5 | 2.3222
9 | 360 | 5 | 4
9 | 361 | 5 | 3.6129
9 | 362 | 5 | 2.2747
9 | 363 | 5 | 3.7991
9 | 364 | 5 | 2.5128
9 | 365 | 5 | 3.853
9 | 366 | 5 | 3.4859
9 | 367 | 5 | 4
9 | 368 | 5 | 4
9 | 369 | 5 | 2.7015
9 | 370 | 5 | 3.4477
9 | 371 | 5 | 4
9 | 372 | 5 | 4
9 | 373 | 5 | 4
9 | 374 | 5 | 4
9 | 375 | 5 | 4
9 | 376 | 5 | 4
9 | 377 | 5 | 3.7072
9 | 378 | 5 | 4
9 | 379 | 5 | 4
9 | 380 | 5 | 4
9 | 381 | 5 | 3.751
9 | 382 | 5 | 4
9 | 383 | 5 | 4
9 | 384 | 5 | 4
9 | 1 | 6 | 3.1668
9 | 2 | 6 | 1.4633
9 | 3 | 6 | 3
9 | 4 | 6 | 2.3361
9 | 5 | 6 | 2.3814
9 | 6 | 6 | 2.3177
9 | 7 | 6 | 2.843
9 | 8 | 6 | 3.1382
9 | 9 | 6 | 2.5555
9 | 10 | 6 | 3.2155
9 | 11 | 6 | 3.1677
9 | 12 | 6 | 3.0822
9 | 13 | 6 | 1.8362
9 | 14 | 6 | 2.8892
9 | 15 | 6 | 1.8158
9 | 16 | 6 | 2.9671
9 | 17 | 6 | 1.8617
9 | 18 | 6 | 2.949
9 | 19 | 6 | 2.9336
9 | 20 | 6 | 3.0792
9 | 21 | 6 | 3.3203
9 | 22 | 6 | 3.3873
9 | 23 | 6 | 2.7904
9 | 24 | 6 | 2.4209
9 | 25 | 6 | 2.3097
9 | 26 | 6 | 1.9726
9 | 27 | 6 | 3.034
9 | 28 | 6 | 2.7337
9 | 29 | 6 | 1.948
9 | 30 | 6 | 2.1276
9 | 31 | 6 | 2.3354
9 | 32 | 6 | 2.0365
9 | 33 | 6 | 2.3123
9 | 34 | 6 | 2.2953
9 | 35 | 6 | 2.0317
9 | 36 | 6 | 2.184
9 | 37 | 6 | 1.7239
9 | 38 | 6 | 1.9728
9 | 39 | 6 | 1.8941
9 | 40 | 6 | 1.8339
9 | 41 | 6 | 1.9813
9 | 42 | 6 | 2.1749
9 | 43 | 6 | 1.2682
9 | 44 | 6 | 1.581
9 | 45 | 6 | 1.5101
9 | 46 | 6 | 1.7789
9 | 47 | 6 | 1.6452
9 | 48 | 6 | 1.5521
9 | 49 | 6 | 1.1858
9 | 50 | 6 | 1.7508
9 | 51 | 6 | 1.0748
9 | 52 | 6 | 2.2057
9 | 53 | 6 | 1.3861
9 | 54 | 6 | 1.9098
9 | 55 | 6 | 1.7809
9 | 56 | 6 | 1.5118
9 | 57 | 6 | 1.4369
9 | 58 | 6 | 1.6523
9 | 59 | 6 | 1.5731
9 | 60 | 6 | 2.6487
9 | 61 | 6 | 1.6535
9 | 62 | 6 | 2.0006
9 | 63 | 6 | 2.4531
9 | 64 | 6 | 2.1997
9 | 65 | 6 | 1.8588
9 | 66 | 6 | 2.5768
9 | 67 | 6 | 2.7479
9 | 68 | 6 | 2.3165
9 | 69 | 6 | 2.2888
9 | 70 | 6 | 3.0727
9 | 71 | 6 | 2.6109
9 | 72 | 6 | 2.3718
9 | 73 | 6 | 3.0174
9 | 74 | 6 | 1.8377
9 | 75 | 6 | 2.6005
9 | 76 | 6 | 2.9659
9 | 77 | 6 | 2.1846
9 | 78 | 6 | 3.1391
9 | 79 | 6 | 2.1121
9 | 80 | 6 | 2.9131
9 | 81 | 6 | 2.9557
9 | 82 | 6 | 2.0045
9 | 83 | 6 | 2.207
9 | 84 | 6 | 2.7011
9 | 85 | 6 | 2.4738
9 | 86 | 6 | 3.3584
9 | 87 | 6 | 2.7283
9 | 88 | 6 | 3.0573
9 | 89 | 6 | 3.0802
9 | 90 | 6 | 2.3313
9 | 91 | 6 | 2.1857
9 | 92 | 6 | 3.0834
9 | 93 | 6 | 1.4644
9 | 94 | 6 | 3.0616
9 | 95 | 6 | 2.8219
9 | 96 | 6 | 3.0948
9 | 97 | 6 | 2.6372
9 | 98 | 6 | 3.0003
9 | 99 | 6 | 1.8872
9 | 100 | 6 | 2.7466
9 | 101 | 6 | 2.6538
9 | 102 | 6 | 2.9671
9 | 103 | 6 | 2.604
9 | 104 | 6 | 1.9391
9 | 105 | 6 | 2.9213
9 | 106 | 6 | 1.8747
9 | 107 | 6 | 2.4769
9 | 108 | 6 | 2.1725
9 | 109 | 6 | 2.4504
9 | 110 | 6 | 2.6686
9 | 111 | 6 | 1.9456
9 | 112 | 6 | 1.9282
9 | 113 | 6 | 1.3195
9 | 114 | 6 | 1.7682
9 | 115 | 6 | 1.5275
9 | 116 | 6 | 2.8492
9 | 117 | 6 | 1.7343
9 | 118 | 6 | 2.1182
9 | 119 | 6 | 1.5494
9 | 120 | 6 | 1.7071
9 | 121 | 6 | 1.4397
9 | 122 | 6 | 2.2099
9 | 123 | 6 | 1.5606
9 | 124 | 6 | 1.3607
9 | 125 | 6 | 1.8314
9 | 126 | 6 | 1.8206
9 | 127 | 6 | 1.6969
9 | 128 | 6 | 1.6816
9 | 129 | 6 | 1.5571
9 | 130 | 6 | 1.7869
9 | 131 | 6 | 1.0642
9 | 132 | 6 | 1.6603
9 | 133 | 6 | 0.7614
9 | 134 | 6 | 1.2473
9 | 135 | 6 | 1.2333
9 | 136 | 6 | 1.3061
9 | 137 | 6 | 1.6571
9 | 138 | 6 | 1.1835
9 | 139 | 6 | 1.8185
9 | 140 | 6 | 1.4537
9 | 141 | 6 | 0.96943
9 | 142 | 6 | 1.5279
9 | 143 | 6 | 1.4271
9 | 144 | 6 | 1.3237
9 | 145 | 6 | 1.229
9 | 146 | 6 | 1.1473
9 | 147 | 6 | 1.5045
9 | 148 | 6 | 0.91677
9 | 149 | 6 | 1.328
9 | 150 | 6 | 1.1611
9 | 151 | 6 | 1.0259
9 | 152 | 6 | 1.7447
9 | 153 | 6 | 1.345
9 | 154 | 6 | 1.3222
9 | 155 | 6 | 1.2535
9 | 156 | 6 | 1.4318
9 | 157 | 6 | 1.28
9 | 158 | 6 | 1.3624
9 | 159 | 6 | 1.7179
9 | 160 | 6 | 2.0557
9 | 161 | 6 | 1.2313
9 | 162 | 6 | 1.4596
9 | 163 | 6 | 1.4778
9 | 164 | 6 | 1.7497
9 | 165 | 6 | 1.392
9 | 166 | 6 | 1.6289
9 | 167 | 6 | 1.4924
9 | 168 | 6 | 1.9932
9 | 169 | 6 | 1.9261
9 | 170 | 6 | 1.9377
9 | 171 | 6 | 2.5977
9 | 172 | 6 | 2.3886
9 | 173 | 6 | 1.9523
9 | 174 | 6 | 2.4768
9 | 175 | 6 | 2.9492
9 | 176 | 6 | 1.771
9 | 177 | 6 | 2.4222
9 | 178 | 6 | 1.921
9 | 179 | 6 | 2.0977
9 | 180 | 6 | 2.8305
9 | 181 | 6 | 1.9262
9 | 182 | 6 | 2.2913
9 | 183 | 6 | 1.5917
9 | 184 | 6 | 3.0266
9 | 185 | 6 | 1.4526
9 | 186 | 6 | 2.1934
9 | 187 | 6 | 2.9222
9 | 188 | 6 | 2.2757
9 | 189 | 6 | 2.794
9 | 190 | 6 | 3.2285
9 | 191 | 6 | 2.4752
9 | 192 | 6 | 2.0897
9 | 193 | 6 | 2.0229
9 | 194 | 6 | 1.6389
9 | 195 | 6 | 2.1665
9 | 196 | 6 | 2.5921
9 | 197 | 6 | 2.0547
9 | 198 | 6 | 2.5735
9 | 199 | 6 | 1.3547
9 | 200 | 6 | 2.8452
9 | 201 | 6 | 2.3373
9 | 202 | 6 | 2.6858
9 | 203 | 6 | 2.6414
9 | 204 | 6 | 2.4044
9 | 205 | 6 | 1.5721
9 | 206 | 6 | 2.4088
9 | 207 | 6 | 2.5886
9 | 208 | 6 | 1.2666
9 | 209 | 6 | 1.9973
9 | 210 | 6 | 2.9576
9 | 211 | 6 | 2.403
9 | 212 | 6 | 1.2942
9 | 213 | 6 | 1.4513
9 | 214 | 6 | 1.5071
9 | 215 | 6 | 1.1439
9 | 216 | 6 | 1.3729
9 | 217 | 6 | 1.3827
9 | 218 | 6 | 1.7555
9 | 219 | 6 | 1.832
9 | 220 | 6 | 1.4059
9 | 221 | 6 | 2.0208
9 | 222 | 6 | 0.98941
9 | 223 | 6 | 1.3405
9 | 224 | 6 | 1.4373
9 | 225 | 6 | 1.1805
9 | 226 | 6 | 1.3157
9 | 227 | 6 | 1.5664
9 | 228 | 6 | 1.7334
9 | 229 | 6 | 1.7114
9 | 230 | 6 | 1.4217
9 | 231 | 6 | 0.61361
9 | 232 | 6 | 1.3346
9 | 233 | 6 | 1.2091
9 | 234 | 6 | 0.98178
9 | 235 | 6 | 1.4652
9 | 236 | 6 | 0.97811
9 | 237 | 6 | 0.80964
9 | 238 | 6 | 0.85499
9 | 239 | 6 | 0.86224
9 | 240 | 6 | 1.3425
9 | 241 | 6 | 1.2828
9 | 242 | 6 | 0.65499
9 | 243 | 6 | 1.2536
9 | 244 | 6 | 0.9921
9 | 245 | 6 | 1.5234
9 | 246 | 6 | 1.3435
9 | 247 | 6 | 1.2541
9 | 248 | 6 | 1.1441
9 | 249 | 6 | 1.0988
9 | 250 | 6 | 1.3894
9 | 251 | 6 | 1.0876
9 | 252 | 6 | 1.3215
9 | 253 | 6 | 1.3527
9 | 254 | 6 | 1.2925
9 | 255 | 6 | 1.4339
9 | 256 | 6 | 1.9331
9 | 257 | 6 | 1.202
9 | 258 | 6 | 1.7764
9 | 259 | 6 | 1.246
9 | 260 | 6 | 1.3101
9 | 261 | 6 | 1.547
9 | 262 | 6 | 1.3282
9 | 263 | 6 | 1.4426
9 | 264 | 6 | 1.2402
9 | 265 | 6 | 1.5797
9 | 266 | 6 | 2.079
9 | 267 | 6 | 2.0431
9 | 268 | 6 | 2.3411
9 | 269 | 6 | 1.9509
9 | 270 | 6 | 1.3027
9 | 271 | 6 | 1.9498
9 | 272 | 6 | 1.8764
9 | 273 | 6 | 1.9103
9 | 274 | 6 | 1.8802
9 | 275 | 6 | 2.0831
9 | 276 | 6 | 2.4334
9 | 277 | 6 | 2.1524
9 | 278 | 6 | 1.0066
9 | 279 | 6 | 1.6543
9 | 280 | 6 | 1.448
9 | 281 | 6 | 1.9938
9 | 282 | 6 | 2.4791
9 | 283 | 6 | 3.239
9 | 284 | 6 | 2.3133
9 | 285 | 6 | 2.2097
9 | 286 | 6 | 2.3467
9 | 287 | 6 | 2.3146
9 | 288 | 6 | 2.2272
9 | 289 | 6 | 3.229
9 | 290 | 6 | 2.9482
9 | 291 | 6 | 2.9129
9 | 292 | 6 | 2.7522
9 | 293 | 6 | 3.2275
9 | 294 | 6 | 2.3005
9 | 295 | 6 | 3.1371
9 | 296 | 6 | 2.7027
9 | 297 | 6 | 3.1512
9 | 298 | 6 | 2.8051
9 | 299 | 6 | 3.3931
9 | 300 | 6 | 2.0742
9 | 301 | 6 | 3.3247
9 | 302 | 6 | 3.0504
9 | 303 | 6 | 3.1061
9 | 304 | 6 | 1.9804
9 | 305 | 6 | 2.2232
9 | 306 | 6 | 2.2309
9 | 307 | 6 | 2.9635
9 | 308 | 6 | 2.8212
9 | 309 | 6 | 2.2303
9 | 310 | 6 | 2.9109
9 | 311 | 6 | 2.5841
9 | 312 | 6 | 2.1837
9 | 313 | 6 | 2.0299
9 | 314 | 6 | 2.3098
9 | 315 | 6 | 1.7717
9 | 316 | 6 | 2.1955
9 | 317 | 6 | 1.9554
9 | 318 | 6 | 1.2565
9 | 319 | 6 | 1.7668
9 | 320 | 6 | 2.222
9 | 321 | 6 | 2.5809
9 | 322 | 6 | 1.9206
9 | 323 | 6 | 1.6683
9 | 324 | 6 | 2.105
9 | 325 | 6 | 1.7354
9 | 326 | 6 | 1.6403
9 | 327 | 6 | 1.7731
9 | 328 | 6 | 1.654
9 | 329 | 6 | 1.5637
9 | 330 | 6 | 1.5103
9 | 331 | 6 | 1.474
9 | 332 | 6 | 1.6815
9 | 333 | 6 | 2.2801
9 | 334 | 6 | 0.98103
9 | 335 | 6 | 1.445
9 | 336 | 6 | 1.3013
9 | 337 | 6 | 1.4774
9 | 338 | 6 | 1.6567
9 | 339 | 6 | 1.2385
9 | 340 | 6 | 1.9476
9 | 341 | 6 | 1.522
9 | 342 | 6 | 1.913
9 | 343 | 6 | 1.349
9 | 344 | 6 | 1.5977
9 | 345 | 6 | 1.5055
9 | 346 | 6 | 1.5931
9 | 347 | 6 | 1.4328
9 | 348 | 6 | 1.7872
9 | 349 | 6 | 1.8282
9 | 350 | 6 | 1.2766
9 | 351 | 6 | 1.7928
9 | 352 | 6 | 2.3011
9 | 353 | 6 | 1.7892
9 | 354 | 6 | 1.7779
9 | 355 | 6 | 2.2482
9 | 356 | 6 | 2.1383
9 | 357 | 6 | 2.2009
9 | 358 | 6 | 2.1295
9 | 359 | 6 | 1.5659
9 | 360 | 6 | 2.9431
9 | 361 | 6 | 2.3882
9 | 362 | 6 | 1.4932
9 | 363 | 6 | 2.5737
9 | 364 | 6 | 1.6781
9 | 365 | 6 | 2.6175
9 | 366 | 6 | 2.337
9 | 367 | 6 | 3.3976
9 | 368 | 6 | 2.8983
9 | 369 | 6 | 1.803
9 | 370 | 6 | 2.2624
9 | 371 | 6 | 3.0503
9 | 372 | 6 | 2.7319
9 | 373 | 6 | 3.0642
9 | 374 | 6 | 2.7574
9 | 375 | 6 | 3.0122
9 | 376 | 6 | 2.6574
9 | 377 | 6 | 2.5077
9 | 378 | 6 | 3.2771
9 | 379 | 6 | 3.1873
9 | 380 | 6 | 3.0755
9 | 381 | 6 | 2.4946
9 | 382 | 6 | 3.2326
9 | 383 | 6 | 3.3653
9 | 384 | 6 | 2.8388
9 | 1 | 7 | 4
9 | 2 | 7 | 1.7802
9 | 3 | 7 | 4
9 | 4 | 7 | 2.9941
9 | 5 | 7 | 3.1143
9 | 6 | 7 | 3.0526
9 | 7 | 7 | 3.6988
9 | 8 | 7 | 4
9 | 9 | 7 | 3.2361
9 | 10 | 7 | 4
9 | 11 | 7 | 4
9 | 12 | 7 | 3.7656
9 | 13 | 7 | 2.3833
9 | 14 | 7 | 3.4485
9 | 15 | 7 | 2.4123
9 | 16 | 7 | 3.6315
9 | 17 | 7 | 2.3515
9 | 18 | 7 | 3.6594
9 | 19 | 7 | 3.8396
9 | 20 | 7 | 4
9 | 21 | 7 | 4
9 | 22 | 7 | 4
9 | 23 | 7 | 3.5713
9 | 24 | 7 | 2.9551
9 | 25 | 7 | 2.7574
9 | 26 | 7 | 2.3499
9 | 27 | 7 | 4
9 | 28 | 7 | 3.626
9 | 29 | 7 | 2.5399
9 | 30 | 7 | 2.5395
9 | 31 | 7 | 3.0736
9 | 32 | 7 | 2.571
9 | 33 | 7 | 2.7339
9 | 34 | 7 | 2.8572
9 | 35 | 7 | 2.4801
9 | 36 | 7 | 2.7944
9 | 37 | 7 | 2.1058
9 | 38 | 7 | 2.367
9 | 39 | 7 | 2.5193
9 | 40 | 7 | 2.2229
9 | 41 | 7 | 2.334
9 | 42 | 7 | 2.6368
9 | 43 | 7 | 1.63
9 | 44 | 7 | 1.9073
9 | 45 | 7 | 1.9862
9 | 46 | 7 | 2.2382
9 | 47 | 7 | 1.9566
9 | 48 | 7 | 1.9915
9 | 49 | 7 | 1.5226
9 | 50 | 7 | 2.2947
9 | 51 | 7 | 1.4294
9 | 52 | 7 | 2.6968
9 | 53 | 7 | 1.7974
9 | 54 | 7 | 2.4593
9 | 55 | 7 | 2.2285
9 | 56 | 7 | 2.0015
9 | 57 | 7 | 1.7796
9 | 58 | 7 | 2.1608
9 | 59 | 7 | 1.9447
9 | 60 | 7 | 3.2302
9 | 61 | 7 | 2.175
9 | 62 | 7 | 2.5279
9 | 63 | 7 | 2.9936
9 | 64 | 7 | 2.7795
9 | 65 | 7 | 2.462
9 | 66 | 7 | 3.2066
9 | 67 | 7 | 3.366
9 | 68 | 7 | 2.8903
9 | 69 | 7 | 2.7104
9 | 70 | 7 | 3.7998
9 | 71 | 7 | 3.107
9 | 72 | 7 | 3.1055
9 | 73 | 7 | 3.9499
9 | 74 | 7 | 2.2122
9 | 75 | 7 | 3.2927
9 | 76 | 7 | 3.8692
9 | 77 | 7 | 2.5922
9 | 78 | 7 | 4
9 | 79 | 7 | 2.5599
9 | 80 | 7 | 3.5413
9 | 81 | 7 | 3.5257
9 | 82 | 7 | 2.4675
9 | 83 | 7 | 2.6748
9 | 84 | 7 | 3.4414
9 | 85 | 7 | 3.1838
9 | 86 | 7 | 4
9 | 87 | 7 | 3.4413
9 | 88 | 7 | 3.6118
9 | 89 | 7 | 3.7731
9 | 90 | 7 | 2.8705
9 | 91 | 7 | 2.8703
9 | 92 | 7 | 3.6492
9 | 93 | 7 | 1.842
9 | 94 | 7 | 3.7899
9 | 95 | 7 | 3.5684
9 | 96 | 7 | 4
9 | 97 | 7 | 3.1382
9 | 98 | 7 | 3.7161
9 | 99 | 7 | 2.5152
9 | 100 | 7 | 3.3837
9 | 101 | 7 | 3.3907
9 | 102 | 7 | 3.6964
9 | 103 | 7 | 3.1052
9 | 104 | 7 | 2.4679
9 | 105 | 7 | 3.4743
9 | 106 | 7 | 2.3078
9 | 107 | 7 | 3.2956
9 | 108 | 7 | 2.5773
9 | 109 | 7 | 2.9916
9 | 110 | 7 | 3.1405
9 | 111 | 7 | 2.5359
9 | 112 | 7 | 2.5247
9 | 113 | 7 | 1.5648
9 | 114 | 7 | 2.1572
9 | 115 | 7 | 2.0189
9 | 116 | 7 | 3.4513
9 | 117 | 7 | 2.1012
9 | 118 | 7 | 2.5148
9 | 119 | 7 | 1.8869
9 | 120 | 7 | 2.239
9 | 121 | 7 | 1.9145
9 | 122 | 7 | 2.9362
9 | 123 | 7 | 2.073
9 | 124 | 7 | 1.7566
9 | 125 | 7 | 2.1906
9 | 126 | 7 | 2.2648
9 | 127 | 7 | 2.1072
9 | 128 | 7 | 2.0158
9 | 129 | 7 | 2.0423
9 | 130 | 7 | 2.2971
9 | 131 | 7 | 1.3161
9 | 132 | 7 | 1.9603
9 | 133 | 7 | 0.94454
9 | 134 | 7 | 1.6589
9 | 135 | 7 | 1.4857
9 | 136 | 7 | 1.689
9 | 137 | 7 | 1.9948
9 | 138 | 7 | 1.5004
9 | 139 | 7 | 2.1743
9 | 140 | 7 | 1.7627
9 | 141 | 7 | 1.2033
9 | 142 | 7 | 2.0007
9 | 143 | 7 | 1.8878
9 | 144 | 7 | 1.7368
9 | 145 | 7 | 1.629
9 | 146 | 7 | 1.5081
9 | 147 | 7 | 1.9474
9 | 148 | 7 | 1.1162
9 | 149 | 7 | 1.6477
9 | 150 | 7 | 1.5455
9 | 151 | 7 | 1.3549
9 | 152 | 7 | 2.0606
9 | 153 | 7 | 1.667
9 | 154 | 7 | 1.7165
9 | 155 | 7 | 1.617
9 | 156 | 7 | 1.7368
9 | 157 | 7 | 1.6634
9 | 158 | 7 | 1.6858
9 | 159 | 7 | 2.0282
9 | 160 | 7 | 2.4628
9 | 161 | 7 | 1.5909
9 | 162 | 7 | 1.8259
9 | 163 | 7 | 1.8199
9 | 164 | 7 | 2.1008
9 | 165 | 7 | 1.818
9 | 166 | 7 | 2.1665
9 | 167 | 7 | 1.9714
9 | 168 | 7 | 2.4957
9 | 169 | 7 | 2.3761
9 | 170 | 7 | 2.4015
9 | 171 | 7 | 3.3229
9 | 172 | 7 | 2.8139
9 | 173 | 7 | 2.4163
9 | 174 | 7 | 3.1431
9 | 175 | 7 | 3.6631
9 | 176 | 7 | 2.1479
9 | 177 | 7 | 2.9651
9 | 178 | 7 | 2.474
9 | 179 | 7 | 2.7724
9 | 180 | 7 | 3.5966
9 | 181 | 7 | 2.3694
9 | 182 | 7 | 2.9718
9 | 183 | 7 | 1.9287
9 | 184 | 7 | 4
9 | 185 | 7 | 1.8718
9 | 186 | 7 | 2.6411
9 | 187 | 7 | 3.7984
9 | 188 | 7 | 2.7958
9 | 189 | 7 | 3.4818
9 | 190 | 7 | 3.8321
9 | 191 | 7 | 3.1883
9 | 192 | 7 | 2.762
9 | 193 | 7 | 2.4565
9 | 194 | 7 | 1.9812
9 | 195 | 7 | 2.5768
9 | 196 | 7 | 3.0741
9 | 197 | 7 | 2.7345
9 | 198 | 7 | 3.3274
9 | 199 | 7 | 1.669
9 | 200 | 7 | 3.3675
9 | 201 | 7 | 2.7659
9 | 202 | 7 | 3.3337
9 | 203 | 7 | 3.1386
9 | 204 | 7 | 2.9532
9 | 205 | 7 | 1.9925
9 | 206 | 7 | 3.0163
9 | 207 | 7 | 3.1941
9 | 208 | 7 | 1.5735
9 | 209 | 7 | 2.3703
9 | 210 | 7 | 3.5131
9 | 211 | 7 | 3.0437
9 | 212 | 7 | 1.5292
9 | 213 | 7 | 1.8912
9 | 214 | 7 | 1.9762
9 | 215 | 7 | 1.4983
9 | 216 | 7 | 1.7149
9 | 217 | 7 | 1.8383
9 | 218 | 7 | 2.078
9 | 219 | 7 | 2.2001
9 | 220 | 7 | 1.8708
9 | 221 | 7 | 2.6326
9 | 222 | 7 | 1.2633
9 | 223 | 7 | 1.7567
9 | 224 | 7 | 1.7297
9 | 225 | 7 | 1.5048
9 | 226 | 7 | 1.5589
9 | 227 | 7 | 1.9382
9 | 228 | 7 | 2.0688
9 | 229 | 7 | 2.0509
9 | 230 | 7 | 1.6915
9 | 231 | 7 | 0.77088
9 | 232 | 7 | 1.6586
9 | 233 | 7 | 1.457
9 | 234 | 7 | 1.261
9 | 235 | 7 | 1.8337
9 | 236 | 7 | 1.2077
9 | 237 | 7 | 1.0773
9 | 238 | 7 | 1.0564
9 | 239 | 7 | 1.0868
9 | 240 | 7 | 1.616
9 | 241 | 7 | 1.6414
9 | 242 | 7 | 0.78041
9 | 243 | 7 | 1.5519
9 | 244 | 7 | 1.2911
9 | 245 | 7 | 1.8381
9 | 246 | 7 | 1.6561
9 | 247 | 7 | 1.6602
9 | 248 | 7 | 1.4445
9 | 249 | 7 | 1.3435
9 | 250 | 7 | 1.6503
9 | 251 | 7 | 1.4501
9 | 252 | 7 | 1.559
9 | 253 | 7 | 1.7174
9 | 254 | 7 | 1.5252
9 | 255 | 7 | 1.7692
9 | 256 | 7 | 2.3209
9 | 257 | 7 | 1.4886
9 | 258 | 7 | 2.1855
9 | 259 | 7 | 1.6004
9 | 260 | 7 | 1.62
9 | 261 | 7 | 1.8752
9 | 262 | 7 | 1.589
9 | 263 | 7 | 1.7475
9 | 264 | 7 | 1.5128
9 | 265 | 7 | 1.8886
9 | 266 | 7 | 2.6577
9 | 267 | 7 | 2.5005
9 | 268 | 7 | 2.9445
9 | 269 | 7 | 2.4752
9 | 270 | 7 | 1.6467
9 | 271 | 7 | 2.4676
9 | 272 | 7 | 2.4002
9 | 273 | 7 | 2.352
9 | 274 | 7 | 2.3709
9 | 275 | 7 | 2.4583
9 | 276 | 7 | 2.9756
9 | 277 | 7 | 2.7959
9 | 278 | 7 | 1.2699
9 | 279 | 7 | 2.1091
9 | 280 | 7 | 1.7451
9 | 281 | 7 | 2.3792
9 | 282 | 7 | 2.9499
9 | 283 | 7 | 3.9681
9 | 284 | 7 | 2.9771
9 | 285 | 7 | 2.8504
9 | 286 | 7 | 2.8087
9 | 287 | 7 | 2.8833
9 | 288 | 7 | 2.6827
9 | 289 | 7 | 4
9 | 290 | 7 | 3.5809
9 | 291 | 7 | 3.6325
9 | 292 | 7 | 3.3275
9 | 293 | 7 | 4
9 | 294 | 7 | 2.888
9 | 295 | 7 | 4
9 | 296 | 7 | 3.5711
9 | 297 | 7 | 4
9 | 298 | 7 | 3.7008
9 | 299 | 7 | 4
9 | 300 | 7 | 2.7003
9 | 301 | 7 | 4
9 | 302 | 7 | 3.6423
9 | 303 | 7 | 3.7933
9 | 304 | 7 | 2.4542
9 | 305 | 7 | 2.902
9 | 306 | 7 | 2.8003
9 | 307 | 7 | 3.7775
9 | 308 | 7 | 3.652
9 | 309 | 7 | 2.756
9 | 310 | 7 | 3.726
9 | 311 | 7 | 3.0703
9 | 312 | 7 | 2.5967
9 | 313 | 7 | 2.6169
9 | 314 | 7 | 3.0349
9 | 315 | 7 | 2.303
9 | 316 | 7 | 2.7446
9 | 317 | 7 | 2.3763
9 | 318 | 7 | 1.6301
9 | 319 | 7 | 2.2804
9 | 320 | 7 | 2.6606
9 | 321 | 7 | 3.2604
9 | 322 | 7 | 2.3663
9 | 323 | 7 | 2.1572
9 | 324 | 7 | 2.769
9 | 325 | 7 | 2.165
9 | 326 | 7 | 2.0563
9 | 327 | 7 | 2.3169
9 | 328 | 7 | 2.0365
9 | 329 | 7 | 1.944
9 | 330 | 7 | 1.8522
9 | 331 | 7 | 1.9282
9 | 332 | 7 | 2.0378
9 | 333 | 7 | 2.9527
9 | 334 | 7 | 1.2233
9 | 335 | 7 | 1.744
9 | 336 | 7 | 1.73
9 | 337 | 7 | 1.8882
9 | 338 | 7 | 1.9787
9 | 339 | 7 | 1.4841
9 | 340 | 7 | 2.4229
9 | 341 | 7 | 1.8191
9 | 342 | 7 | 2.264
9 | 343 | 7 | 1.6202
9 | 344 | 7 | 1.9125
9 | 345 | 7 | 1.9812
9 | 346 | 7 | 1.9544
9 | 347 | 7 | 1.7465
9 | 348 | 7 | 2.2037
9 | 349 | 7 | 2.2027
9 | 350 | 7 | 1.6943
9 | 351 | 7 | 2.1678
9 | 352 | 7 | 2.7954
9 | 353 | 7 | 2.3058
9 | 354 | 7 | 2.292
9 | 355 | 7 | 2.7646
9 | 356 | 7 | 2.7255
9 | 357 | 7 | 2.6528
9 | 358 | 7 | 2.6799
9 | 359 | 7 | 1.8906
9 | 360 | 7 | 3.4663
9 | 361 | 7 | 3.0617
9 | 362 | 7 | 1.9537
9 | 363 | 7 | 3.0635
9 | 364 | 7 | 2.0868
9 | 365 | 7 | 3.0886
9 | 366 | 7 | 2.8722
9 | 367 | 7 | 4
9 | 368 | 7 | 3.6022
9 | 369 | 7 | 2.2463
9 | 370 | 7 | 2.9631
9 | 371 | 7 | 3.883
9 | 372 | 7 | 3.6299
9 | 373 | 7 | 4
9 | 374 | 7 | 3.344
9 | 375 | 7 | 4
9 | 376 | 7 | 3.3781
9 | 377 | 7 | 2.9988
9 | 378 | 7 | 4
9 | 379 | 7 | 3.8913
9 | 380 | 7 | 4
9 | 381 | 7 | 3.1411
9 | 382 | 7 | 4
9 | 383 | 7 | 3.964
9 | 384 | 7 | 3.6849
9 | 1 | 8 | 4
9 | 2 | 8 | 2.1754
9 | 3 | 8 | 4
9 | 4 | 8 | 3.5338
9 | 5 | 8 | 3.6271
9 | 6 | 8 | 3.5387
9 | 7 | 8 | 4
9 | 8 | 8 | 4
9 | 9 | 8 | 3.8499
9 | 10 | 8 | 4
9 | 11 | 8 | 4
9 | 12 | 8 | 4
9 | 13 | 8 | 2.7895
9 | 14 | 8 | 4
9 | 15 | 8 | 2.7807
9 | 16 | 8 | 4
9 | 17 | 8 | 2.8023
9 | 18 | 8 | 4
9 | 19 | 8 | 4
9 | 20 | 8 | 4
9 | 21 | 8 | 4
9 | 22 | 8 | 4
9 | 23 | 8 | 4
9 | 24 | 8 | 3.603
9 | 25 | 8 | 3.4127
9 | 26 | 8 | 2.9126
9 | 27 | 8 | 4
9 | 28 | 8 | 4
9 | 29 | 8 | 2.964
9 | 30 | 8 | 3.1434
9 | 31 | 8 | 3.5649
9 | 32 | 8 | 3.0649
9 | 33 | 8 | 3.4058
9 | 34 | 8 | 3.4382
9 | 35 | 8 | 3.0237
9 | 36 | 8 | 3.3018
9 | 37 | 8 | 2.5662
9 | 38 | 8 | 2.9196
9 | 39 | 8 | 2.9018
9 | 40 | 8 | 2.7231
9 | 41 | 8 | 2.9149
9 | 42 | 8 | 3.2296
9 | 43 | 8 | 1.9202
9 | 44 | 8 | 2.3439
9 | 45 | 8 | 2.3046
9 | 46 | 8 | 2.6742
9 | 47 | 8 | 2.4279
9 | 48 | 8 | 2.3487
9 | 49 | 8 | 1.7948
9 | 50 | 8 | 2.6687
9 | 51 | 8 | 1.6465
9 | 52 | 8 | 3.2844
9 | 53 | 8 | 2.1051
9 | 54 | 8 | 2.8936
9 | 55 | 8 | 2.6723
9 | 56 | 8 | 2.3125
9 | 57 | 8 | 2.1487
9 | 58 | 8 | 2.5166
9 | 59 | 8 | 2.351
9 | 60 | 8 | 3.9408
9 | 61 | 8 | 2.5235
9 | 62 | 8 | 3.0117
9 | 63 | 8 | 3.6506
9 | 64 | 8 | 3.3115
9 | 65 | 8 | 2.8435
9 | 66 | 8 | 3.8595
9 | 67 | 8 | 4
9 | 68 | 8 | 3.4726
9 | 69 | 8 | 3.373
9 | 70 | 8 | 4
9 | 71 | 8 | 3.8537
9 | 72 | 8 | 3.614
9 | 73 | 8 | 4
9 | 74 | 8 | 2.7226
9 | 75 | 8 | 3.9176
9 | 76 | 8 | 4
9 | 77 | 8 | 3.2215
9 | 78 | 8 | 4
9 | 79 | 8 | 3.1361
9 | 80 | 8 | 4
9 | 81 | 8 | 4
9 | 82 | 8 | 2.9915
9 | 83 | 8 | 3.2769
9 | 84 | 8 | 4
9 | 85 | 8 | 3.7473
9 | 86 | 8 | 4
9 | 87 | 8 | 4
9 | 88 | 8 | 4
9 | 89 | 8 | 4
9 | 90 | 8 | 3.4795
9 | 91 | 8 | 3.3338
9 | 92 | 8 | 4
9 | 93 | 8 | 2.2012
9 | 94 | 8 | 4
9 | 95 | 8 | 4
9 | 96 | 8 | 4
9 | 97 | 8 | 3.8925
9 | 98 | 8 | 4
9 | 99 | 8 | 2.8933
9 | 100 | 8 | 4
9 | 101 | 8 | 4
9 | 102 | 8 | 4
9 | 103 | 8 | 3.8461
9 | 104 | 8 | 2.9263
9 | 105 | 8 | 4
9 | 106 | 8 | 2.7979
9 | 107 | 8 | 3.7951
9 | 108 | 8 | 3.2034
9 | 109 | 8 | 3.647
9 | 110 | 8 | 3.9247
9 | 111 | 8 | 2.96
9 | 112 | 8 | 2.9381
9 | 113 | 8 | 1.9455
9 | 114 | 8 | 2.6311
9 | 115 | 8 | 2.335
9 | 116 | 8 | 4
9 | 117 | 8 | 2.5747
9 | 118 | 8 | 3.1241
9 | 119 | 8 | 2.3042
9 | 120 | 8 | 2.6026
9 | 121 | 8 | 2.2055
9 | 122 | 8 | 3.3844
9 | 123 | 8 | 2.3899
9 | 124 | 8 | 2.0633
9 | 125 | 8 | 2.7076
9 | 126 | 8 | 2.7265
9 | 127 | 8 | 2.5398
9 | 128 | 8 | 2.4879
9 | 129 | 8 | 2.374
9 | 130 | 8 | 2.7058
9 | 131 | 8 | 1.5906
9 | 132 | 8 | 2.4445
9 | 133 | 8 | 1.1392
9 | 134 | 8 | 1.9108
9 | 135 | 8 | 1.8275
9 | 136 | 8 | 1.9817
9 | 137 | 8 | 2.455
9 | 138 | 8 | 1.7837
9 | 139 | 8 | 2.6882
9 | 140 | 8 | 2.1588
9 | 141 | 8 | 1.4508
9 | 142 | 8 | 2.3282
9 | 143 | 8 | 2.1822
9 | 144 | 8 | 2.0184
9 | 145 | 8 | 1.8806
9 | 146 | 8 | 1.7506
9 | 147 | 8 | 2.2834
9 | 148 | 8 | 1.3633
9 | 149 | 8 | 1.9871
9 | 150 | 8 | 1.7793
9 | 151 | 8 | 1.5678
9 | 152 | 8 | 2.569
9 | 153 | 8 | 2.0118
9 | 154 | 8 | 2.0088
9 | 155 | 8 | 1.9003
9 | 156 | 8 | 2.1265
9 | 157 | 8 | 1.9454
9 | 158 | 8 | 2.0367
9 | 159 | 8 | 2.5292
9 | 160 | 8 | 3.0408
9 | 161 | 8 | 1.8677
9 | 162 | 8 | 2.1899
9 | 163 | 8 | 2.2058
9 | 164 | 8 | 2.5901
9 | 165 | 8 | 2.1192
9 | 166 | 8 | 2.4955
9 | 167 | 8 | 2.2809
9 | 168 | 8 | 2.9915
9 | 169 | 8 | 2.8766
9 | 170 | 8 | 2.8983
9 | 171 | 8 | 3.9268
9 | 172 | 8 | 3.5142
9 | 173 | 8 | 2.9188
9 | 174 | 8 | 3.7341
9 | 175 | 8 | 4
9 | 176 | 8 | 2.6301
9 | 177 | 8 | 3.6083
9 | 178 | 8 | 2.9106
9 | 179 | 8 | 3.2066
9 | 180 | 8 | 4
9 | 181 | 8 | 2.874
9 | 182 | 8 | 3.48
9 | 183 | 8 | 2.3632
9 | 184 | 8 | 4
9 | 185 | 8 | 2.2013
9 | 186 | 8 | 3.2498
9 | 187 | 8 | 4
9 | 188 | 8 | 3.394
9 | 189 | 8 | 4
9 | 190 | 8 | 4
9 | 191 | 8 | 3.7505
9 | 192 | 8 | 3.1945
9 | 193 | 8 | 3.0055
9 | 194 | 8 | 2.4313
9 | 195 | 8 | 3.1972
9 | 196 | 8 | 3.8218
9 | 197 | 8 | 3.1485
9 | 198 | 8 | 3.9045
9 | 199 | 8 | 2.0223
9 | 200 | 8 | 4
9 | 201 | 8 | 3.4436
9 | 202 | 8 | 4
9 | 203 | 8 | 3.8968
9 | 204 | 8 | 3.5857
9 | 205 | 8 | 2.3691
9 | 206 | 8 | 3.6153
9 | 207 | 8 | 3.8663
9 | 208 | 8 | 1.896
9 | 209 | 8 | 2.9454
9 | 210 | 8 | 4
9 | 211 | 8 | 3.6204
9 | 212 | 8 | 1.9058
9 | 213 | 8 | 2.2077
9 | 214 | 8 | 2.2976
9 | 215 | 8 | 1.7433
9 | 216 | 8 | 2.0588
9 | 217 | 8 | 2.1181
9 | 218 | 8 | 2.5867
9 | 219 | 8 | 2.712
9 | 220 | 8 | 2.1542
9 | 221 | 8 | 3.0738
9 | 222 | 8 | 1.4947
9 | 223 | 8 | 2.0432
9 | 224 | 8 | 2.1291
9 | 225 | 8 | 1.7824
9 | 226 | 8 | 1.9392
9 | 227 | 8 | 2.3417
9 | 228 | 8 | 2.5609
9 | 229 | 8 | 2.5318
9 | 230 | 8 | 2.0983
9 | 231 | 8 | 0.92196
9 | 232 | 8 | 1.998
9 | 233 | 8 | 1.7919
9 | 234 | 8 | 1.4862
9 | 235 | 8 | 2.1987
9 | 236 | 8 | 1.4612
9 | 237 | 8 | 1.2405
9 | 238 | 8 | 1.2775
9 | 239 | 8 | 1.297
9 | 240 | 8 | 1.9889
9 | 241 | 8 | 1.9394
9 | 242 | 8 | 0.96715
9 | 243 | 8 | 1.8744
9 | 244 | 8 | 1.5086
9 | 245 | 8 | 2.2587
9 | 246 | 8 | 2.0059
9 | 247 | 8 | 1.9182
9 | 248 | 8 | 1.7219
9 | 249 | 8 | 1.6362
9 | 250 | 8 | 2.0495
9 | 251 | 8 | 1.6676
9 | 252 | 8 | 1.9451
9 | 253 | 8 | 2.0397
9 | 254 | 8 | 1.9026
9 | 255 | 8 | 2.1416
9 | 256 | 8 | 2.8614
9 | 257 | 8 | 1.7974
9 | 258 | 8 | 2.6506
9 | 259 | 8 | 1.8861
9 | 260 | 8 | 1.9581
9 | 261 | 8 | 2.2971
9 | 262 | 8 | 1.9638
9 | 263 | 8 | 2.1416
9 | 264 | 8 | 1.8453
9 | 265 | 8 | 2.3351
9 | 266 | 8 | 3.1421
9 | 267 | 8 | 3.0433
9 | 268 | 8 | 3.5189
9 | 269 | 8 | 2.941
9 | 270 | 8 | 1.9614
9 | 271 | 8 | 2.9369
9 | 272 | 8 | 2.8365
9 | 273 | 8 | 2.8511
9 | 274 | 8 | 2.8285
9 | 275 | 8 | 3.0664
9 | 276 | 8 | 3.6237
9 | 277 | 8 | 3.2708
9 | 278 | 8 | 1.5145
9 | 279 | 8 | 2.4979
9 | 280 | 8 | 2.146
9 | 281 | 8 | 2.9455
9 | 282 | 8 | 3.659
9 | 283 | 8 | 4
9 | 284 | 8 | 3.5041
9 | 285 | 8 | 3.3499
9 | 286 | 8 | 3.4702
9 | 287 | 8 | 3.4679
9 | 288 | 8 | 3.3003
9 | 289 | 8 | 4
9 | 290 | 8 | 4
9 | 291 | 8 | 4
9 | 292 | 8 | 4
9 | 293 | 8 | 4
9 | 294 | 8 | 3.4556
9 | 295 | 8 | 4
9 | 296 | 8 | 4
9 | 297 | 8 | 4
9 | 298 | 8 | 4
9 | 299 | 8 | 4
9 | 300 | 8 | 3.1543
9 | 301 | 8 | 4
9 | 302 | 8 | 4
9 | 303 | 8 | 4
9 | 304 | 8 | 2.9621
9 | 305 | 8 | 3.384
9 | 306 | 8 | 3.351
9 | 307 | 8 | 4
9 | 308 | 8 | 4
9 | 309 | 8 | 3.3326
9 | 310 | 8 | 4
9 | 311 | 8 | 3.8122
9 | 312 | 8 | 3.2224
9 | 313 | 8 | 3.0767
9 | 314 | 8 | 3.5238
9 | 315 | 8 | 2.6928
9 | 316 | 8 | 3.2934
9 | 317 | 8 | 2.9059
9 | 318 | 8 | 1.9085
9 | 319 | 8 | 2.679
9 | 320 | 8 | 3.2863
9 | 321 | 8 | 3.8851
9 | 322 | 8 | 2.8671
9 | 323 | 8 | 2.5312
9 | 324 | 8 | 3.2126
9 | 325 | 8 | 2.6014
9 | 326 | 8 | 2.4628
9 | 327 | 8 | 2.6999
9 | 328 | 8 | 2.4686
9 | 329 | 8 | 2.3413
9 | 330 | 8 | 2.2512
9 | 331 | 8 | 2.2453
9 | 332 | 8 | 2.4966
9 | 333 | 8 | 3.4612
9 | 334 | 8 | 1.4704
9 | 335 | 8 | 2.1426
9 | 336 | 8 | 1.9933
9 | 337 | 8 | 2.2326
9 | 338 | 8 | 2.4482
9 | 339 | 8 | 1.8321
9 | 340 | 8 | 2.9168
9 | 341 | 8 | 2.2497
9 | 342 | 8 | 2.8186
9 | 343 | 8 | 1.9971
9 | 344 | 8 | 2.3627
9 | 345 | 8 | 2.298
9 | 346 | 8 | 2.3749
9 | 347 | 8 | 2.1314
9 | 348 | 8 | 2.6687
9 | 349 | 8 | 2.7093
9 | 350 | 8 | 1.9543
9 | 351 | 8 | 2.66
9 | 352 | 8 | 3.4192
9 | 353 | 8 | 2.7115
9 | 354 | 8 | 2.6947
9 | 355 | 8 | 3.3541
9 | 356 | 8 | 3.2285
9 | 357 | 8 | 3.262
9 | 358 | 8 | 3.2015
9 | 359 | 8 | 2.3222
9 | 360 | 8 | 4
9 | 361 | 8 | 3.6129
9 | 362 | 8 | 2.2747
9 | 363 | 8 | 3.7991
9 | 364 | 8 | 2.5128
9 | 365 | 8 | 3.853
9 | 366 | 8 | 3.4859
9 | 367 | 8 | 4
9 | 368 | 8 | 4
9 | 369 | 8 | 2.7015
9 | 370 | 8 | 3.4477
9 | 371 | 8 | 4
9 | 372 | 8 | 4
9 | 373 | 8 | 4
9 | 374 | 8 | 4
9 | 375 | 8 | 4
9 | 376 | 8 | 4
9 | 377 | 8 | 3.7072
9 | 378 | 8 | 4
9 | 379 | 8 | 4
9 | 380 | 8 | 4
9 | 381 | 8 | 3.751
9 | 382 | 8 | 4
9 | 383 | 8 | 4
9 | 384 | 8 | 4
9 | 1 | 9 | 3.1668
9 | 2 | 9 | 1.4633
9 | 3 | 9 | 3
9 | 4 | 9 | 2.3361
9 | 5 | 9 | 2.3814
9 | 6 | 9 | 2.3177
9 | 7 | 9 | 2.843
9 | 8 | 9 | 3.1382
9 | 9 | 9 | 2.5555
9 | 10 | 9 | 3.2155
9 | 11 | 9 | 3.1677
9 | 12 | 9 | 3.0822
9 | 13 | 9 | 1.8362
9 | 14 | 9 | 2.8892
9 | 15 | 9 | 1.8158
9 | 16 | 9 | 2.9671
9 | 17 | 9 | 1.8617
9 | 18 | 9 | 2.949
9 | 19 | 9 | 2.9336
9 | 20 | 9 | 3.0792
9 | 21 | 9 | 3.3203
9 | 22 | 9 | 3.3873
9 | 23 | 9 | 2.7904
9 | 24 | 9 | 2.4209
9 | 25 | 9 | 2.3097
9 | 26 | 9 | 1.9726
9 | 27 | 9 | 3.034
9 | 28 | 9 | 2.7337
9 | 29 | 9 | 1.948
9 | 30 | 9 | 2.1276
9 | 31 | 9 | 2.3354
9 | 32 | 9 | 2.0365
9 | 33 | 9 | 2.3123
9 | 34 | 9 | 2.2953
9 | 35 | 9 | 2.0317
9 | 36 | 9 | 2.184
9 | 37 | 9 | 1.7239
9 | 38 | 9 | 1.9728
9 | 39 | 9 | 1.8941
9 | 40 | 9 | 1.8339
9 | 41 | 9 | 1.9813
9 | 42 | 9 | 2.1749
9 | 43 | 9 | 1.2682
9 | 44 | 9 | 1.581
9 | 45 | 9 | 1.5101
9 | 46 | 9 | 1.7789
9 | 47 | 9 | 1.6452
9 | 48 | 9 | 1.5521
9 | 49 | 9 | 1.1858
9 | 50 | 9 | 1.7508
9 | 51 | 9 | 1.0748
9 | 52 | 9 | 2.2057
9 | 53 | 9 | 1.3861
9 | 54 | 9 | 1.9098
9 | 55 | 9 | 1.7809
9 | 56 | 9 | 1.5118
9 | 57 | 9 | 1.4369
9 | 58 | 9 | 1.6523
9 | 59 | 9 | 1.5731
9 | 60 | 9 | 2.6487
9 | 61 | 9 | 1.6535
9 | 62 | 9 | 2.0006
9 | 63 | 9 | 2.4531
9 | 64 | 9 | 2.1997
9 | 65 | 9 | 1.8588
9 | 66 | 9 | 2.5768
9 | 67 | 9 | 2.7479
9 | 68 | 9 | 2.3165
9 | 69 | 9 | 2.2888
9 | 70 | 9 | 3.0727
9 | 71 | 9 | 2.6109
9 | 72 | 9 | 2.3718
9 | 73 | 9 | 3.0174
9 | 74 | 9 | 1.8377
9 | 75 | 9 | 2.6005
9 | 76 | 9 | 2.9659
9 | 77 | 9 | 2.1846
9 | 78 | 9 | 3.1391
9 | 79 | 9 | 2.1121
9 | 80 | 9 | 2.9131
9 | 81 | 9 | 2.9557
9 | 82 | 9 | 2.0045
9 | 83 | 9 | 2.207
9 | 84 | 9 | 2.7011
9 | 85 | 9 | 2.4738
9 | 86 | 9 | 3.3584
9 | 87 | 9 | 2.7283
9 | 88 | 9 | 3.0573
9 | 89 | 9 | 3.0802
9 | 90 | 9 | 2.3313
9 | 91 | 9 | 2.1857
9 | 92 | 9 | 3.0834
9 | 93 | 9 | 1.4644
9 | 94 | 9 | 3.0616
9 | 95 | 9 | 2.8219
9 | 96 | 9 | 3.0948
9 | 97 | 9 | 2.6372
9 | 98 | 9 | 3.0003
9 | 99 | 9 | 1.8872
9 | 100 | 9 | 2.7466
9 | 101 | 9 | 2.6538
9 | 102 | 9 | 2.9671
9 | 103 | 9 | 2.604
9 | 104 | 9 | 1.9391
9 | 105 | 9 | 2.9213
9 | 106 | 9 | 1.8747
9 | 107 | 9 | 2.4769
9 | 108 | 9 | 2.1725
9 | 109 | 9 | 2.4504
9 | 110 | 9 | 2.6686
9 | 111 | 9 | 1.9456
9 | 112 | 9 | 1.9282
9 | 113 | 9 | 1.3195
9 | 114 | 9 | 1.7682
9 | 115 | 9 | 1.5275
9 | 116 | 9 | 2.8492
9 | 117 | 9 | 1.7343
9 | 118 | 9 | 2.1182
9 | 119 | 9 | 1.5494
9 | 120 | 9 | 1.7071
9 | 121 | 9 | 1.4397
9 | 122 | 9 | 2.2099
9 | 123 | 9 | 1.5606
9 | 124 | 9 | 1.3607
9 | 125 | 9 | 1.8314
9 | 126 | 9 | 1.8206
9 | 127 | 9 | 1.6969
9 | 128 | 9 | 1.6816
9 | 129 | 9 | 1.5571
9 | 130 | 9 | 1.7869
9 | 131 | 9 | 1.0642
9 | 132 | 9 | 1.6603
9 | 133 | 9 | 0.7614
9 | 134 | 9 | 1.2473
9 | 135 | 9 | 1.2333
9 | 136 | 9 | 1.3061
9 | 137 | 9 | 1.6571
9 | 138 | 9 | 1.1835
9 | 139 | 9 | 1.8185
9 | 140 | 9 | 1.4537
9 | 141 | 9 | 0.96943
9 | 142 | 9 | 1.5279
9 | 143 | 9 | 1.4271
9 | 144 | 9 | 1.3237
9 | 145 | 9 | 1.229
9 | 146 | 9 | 1.1473
9 | 147 | 9 | 1.5045
9 | 148 | 9 | 0.91677
9 | 149 | 9 | 1.328
9 | 150 | 9 | 1.1611
9 | 151 | 9 | 1.0259
9 | 152 | 9 | 1.7447
9 | 153 | 9 | 1.345
9 | 154 | 9 | 1.3222
9 | 155 | 9 | 1.2535
9 | 156 | 9 | 1.4318
9 | 157 | 9 | 1.28
9 | 158 | 9 | 1.3624
9 | 159 | 9 | 1.7179
9 | 160 | 9 | 2.0557
9 | 161 | 9 | 1.2313
9 | 162 | 9 | 1.4596
9 | 163 | 9 | 1.4778
9 | 164 | 9 | 1.7497
9 | 165 | 9 | 1.392
9 | 166 | 9 | 1.6289
9 | 167 | 9 | 1.4924
9 | 168 | 9 | 1.9932
9 | 169 | 9 | 1.9261
9 | 170 | 9 | 1.9377
9 | 171 | 9 | 2.5977
9 | 172 | 9 | 2.3886
9 | 173 | 9 | 1.9523
9 | 174 | 9 | 2.4768
9 | 175 | 9 | 2.9492
9 | 176 | 9 | 1.771
9 | 177 | 9 | 2.4222
9 | 178 | 9 | 1.921
9 | 179 | 9 | 2.0977
9 | 180 | 9 | 2.8305
9 | 181 | 9 | 1.9262
9 | 182 | 9 | 2.2913
9 | 183 | 9 | 1.5917
9 | 184 | 9 | 3.0266
9 | 185 | 9 | 1.4526
9 | 186 | 9 | 2.1934
9 | 187 | 9 | 2.9222
9 | 188 | 9 | 2.2757
9 | 189 | 9 | 2.794
9 | 190 | 9 | 3.2285
9 | 191 | 9 | 2.4752
9 | 192 | 9 | 2.0897
9 | 193 | 9 | 2.0229
9 | 194 | 9 | 1.6389
9 | 195 | 9 | 2.1665
9 | 196 | 9 | 2.5921
9 | 197 | 9 | 2.0547
9 | 198 | 9 | 2.5735
9 | 199 | 9 | 1.3547
9 | 200 | 9 | 2.8452
9 | 201 | 9 | 2.3373
9 | 202 | 9 | 2.6858
9 | 203 | 9 | 2.6414
9 | 204 | 9 | 2.4044
9 | 205 | 9 | 1.5721
9 | 206 | 9 | 2.4088
9 | 207 | 9 | 2.5886
9 | 208 | 9 | 1.2666
9 | 209 | 9 | 1.9973
9 | 210 | 9 | 2.9576
9 | 211 | 9 | 2.403
9 | 212 | 9 | 1.2942
9 | 213 | 9 | 1.4513
9 | 214 | 9 | 1.5071
9 | 215 | 9 | 1.1439
9 | 216 | 9 | 1.3729
9 | 217 | 9 | 1.3827
9 | 218 | 9 | 1.7555
9 | 219 | 9 | 1.832
9 | 220 | 9 | 1.4059
9 | 221 | 9 | 2.0208
9 | 222 | 9 | 0.98941
9 | 223 | 9 | 1.3405
9 | 224 | 9 | 1.4373
9 | 225 | 9 | 1.1805
9 | 226 | 9 | 1.3157
9 | 227 | 9 | 1.5664
9 | 228 | 9 | 1.7334
9 | 229 | 9 | 1.7114
9 | 230 | 9 | 1.4217
9 | 231 | 9 | 0.61361
9 | 232 | 9 | 1.3346
9 | 233 | 9 | 1.2091
9 | 234 | 9 | 0.98178
9 | 235 | 9 | 1.4652
9 | 236 | 9 | 0.97811
9 | 237 | 9 | 0.80964
9 | 238 | 9 | 0.85499
9 | 239 | 9 | 0.86224
9 | 240 | 9 | 1.3425
9 | 241 | 9 | 1.2828
9 | 242 | 9 | 0.65499
9 | 243 | 9 | 1.2536
9 | 244 | 9 | 0.9921
9 | 245 | 9 | 1.5234
9 | 246 | 9 | 1.3435
9 | 247 | 9 | 1.2541
9 | 248 | 9 | 1.1441
9 | 249 | 9 | 1.0988
9 | 250 | 9 | 1.3894
9 | 251 | 9 | 1.0876
9 | 252 | 9 | 1.3215
9 | 253 | 9 | 1.3527
9 | 254 | 9 | 1.2925
9 | 255 | 9 | 1.4339
9 | 256 | 9 | 1.9331
9 | 257 | 9 | 1.202
9 | 258 | 9 | 1.7764
9 | 259 | 9 | 1.246
9 | 260 | 9 | 1.3101
9 | 261 | 9 | 1.547
9 | 262 | 9 | 1.3282
9 | 263 | 9 | 1.4426
9 | 264 | 9 | 1.2402
9 | 265 | 9 | 1.5797
9 | 266 | 9 | 2.079
9 | 267 | 9 | 2.0431
9 | 268 | 9 | 2.3411
9 | 269 | 9 | 1.9509
9 | 270 | 9 | 1.3027
9 | 271 | 9 | 1.9498
9 | 272 | 9 | 1.8764
9 | 273 | 9 | 1.9103
9 | 274 | 9 | 1.8802
9 | 275 | 9 | 2.0831
9 | 276 | 9 | 2.4334
9 | 277 | 9 | 2.1524
9 | 278 | 9 | 1.0066
9 | 279 | 9 | 1.6543
9 | 280 | 9 | 1.448
9 | 281 | 9 | 1.9938
9 | 282 | 9 | 2.4791
9 | 283 | 9 | 3.239
9 | 284 | 9 | 2.3133
9 | 285 | 9 | 2.2097
9 | 286 | 9 | 2.3467
9 | 287 | 9 | 2.3146
9 | 288 | 9 | 2.2272
9 | 289 | 9 | 3.229
9 | 290 | 9 | 2.9482
9 | 291 | 9 | 2.9129
9 | 292 | 9 | 2.7522
9 | 293 | 9 | 3.2275
9 | 294 | 9 | 2.3005
9 | 295 | 9 | 3.1371
9 | 296 | 9 | 2.7027
9 | 297 | 9 | 3.1512
9 | 298 | 9 | 2.8051
9 | 299 | 9 | 3.3931
9 | 300 | 9 | 2.0742
9 | 301 | 9 | 3.3247
9 | 302 | 9 | 3.0504
9 | 303 | 9 | 3.1061
9 | 304 | 9 | 1.9804
9 | 305 | 9 | 2.2232
9 | 306 | 9 | 2.2309
9 | 307 | 9 | 2.9635
9 | 308 | 9 | 2.8212
9 | 309 | 9 | 2.2303
9 | 310 | 9 | 2.9109
9 | 311 | 9 | 2.5841
9 | 312 | 9 | 2.1837
9 | 313 | 9 | 2.0299
9 | 314 | 9 | 2.3098
9 | 315 | 9 | 1.7717
9 | 316 | 9 | 2.1955
9 | 317 | 9 | 1.9554
9 | 318 | 9 | 1.2565
9 | 319 | 9 | 1.7668
9 | 320 | 9 | 2.222
9 | 321 | 9 | 2.5809
9 | 322 | 9 | 1.9206
9 | 323 | 9 | 1.6683
9 | 324 | 9 | 2.105
9 | 325 | 9 | 1.7354
9 | 326 | 9 | 1.6403
9 | 327 | 9 | 1.7731
9 | 328 | 9 | 1.654
9 | 329 | 9 | 1.5637
9 | 330 | 9 | 1.5103
9 | 331 | 9 | 1.474
9 | 332 | 9 | 1.6815
9 | 333 | 9 | 2.2801
9 | 334 | 9 | 0.98103
9 | 335 | 9 | 1.445
9 | 336 | 9 | 1.3013
9 | 337 | 9 | 1.4774
9 | 338 | 9 | 1.6567
9 | 339 | 9 | 1.2385
9 | 340 | 9 | 1.9476
9 | 341 | 9 | 1.522
9 | 342 | 9 | 1.913
9 | 343 | 9 | 1.349
9 | 344 | 9 | 1.5977
9 | 345 | 9 | 1.5055
9 | 346 | 9 | 1.5931
9 | 347 | 9 | 1.4328
9 | 348 | 9 | 1.7872
9 | 349 | 9 | 1.8282
9 | 350 | 9 | 1.2766
9 | 351 | 9 | 1.7928
9 | 352 | 9 | 2.3011
9 | 353 | 9 | 1.7892
9 | 354 | 9 | 1.7779
9 | 355 | 9 | 2.2482
9 | 356 | 9 | 2.1383
9 | 357 | 9 | 2.2009
9 | 358 | 9 | 2.1295
9 | 359 | 9 | 1.5659
9 | 360 | 9 | 2.9431
9 | 361 | 9 | 2.3882
9 | 362 | 9 | 1.4932
9 | 363 | 9 | 2.5737
9 | 364 | 9 | 1.6781
9 | 365 | 9 | 2.6175
9 | 366 | 9 | 2.337
9 | 367 | 9 | 3.3976
9 | 368 | 9 | 2.8983
9 | 369 | 9 | 1.803
9 | 370 | 9 | 2.2624
9 | 371 | 9 | 3.0503
9 | 372 | 9 | 2.7319
9 | 373 | 9 | 3.0642
9 | 374 | 9 | 2.7574
9 | 375 | 9 | 3.0122
9 | 376 | 9 | 2.6574
9 | 377 | 9 | 2.5077
9 | 378 | 9 | 3.2771
9 | 379 | 9 | 3.1873
9 | 380 | 9 | 3.0755
9 | 381 | 9 | 2.4946
9 | 382 | 9 | 3.2326
9 | 383 | 9 | 3.3653
9 | 384 | 9 | 2.8388

## scalar_params
unit_convertion_gas_liquid | unit_convertion_electricity_gas | efficiency_electrolysis | efficiency_liquefaction | efficiency_gasification | max_electricity_loss_load_percentage | max_gas_loss_load_percentage | operational_cost_gas_storage | operational_cost_liquid_storage
1 | 0.05 | 0.7 | 1 | 0.75 | 0.00035 | 0.00035 | 10 | 0.2