## READ_ME
Sheet Name | Parameter Name | Meaning | Comments | Unnamed: 4 | Unnamed: 5 | Unnamed: 6
vertices | vertex_id |  | Make a note to sets being disjoint, only industrial loads is a subset of electricityloads.
solar_params | solar_panel_id
cost_building_solarpanel
fixed_cost
max_building_capacity
wind_params | wind_turbine_id
cost_building_turbine
fixed_cost
max_building_capacity
electrolyzer_params | electrolyzer_id
conversion_efficiency
self_discharge_rate_gas_tank
charge_efficiency_gas_tank
discharge_efficiency_gas_tank
capacity_per_gas_tank
cost_per_gas_tank
tank_params | liquid_tank_id
conversion_efficiency
self_discharge_rate_liquid_tank
charge_efficiency_liquid_tank
discharge_efficiency_liquid_tank
capacity_per_liquid_tank
cost_per_liquid_tank
fuelcell_params | fuel_cell_id
conversion_efficiency
electricityloads | electricity_loads
industrialloads | industrial_loads
time_params | time_period_id
day_of_period
day_params | day_id
start_time_period
end_time_period
scenario_params | scenario_id
percent_weight
electricity_edges | vertex_from |  | Make note on which edges to add
| vertex_to |  |  |  | solar | All electricity loads + electrolyzers
| max_electricity_flow |  |  |  | wind | All electricity loads + electrolyzers
gas_edges | vertex_from |  |  |  | electrolyzer | All Industrial loads + Tanks + Fuel Cells
| vertex_to |  |  |  | tank | All fuel cells
| max_gas_flow |  |  |  | fuel cell | All electricity loads (including industrial gas loads)
liquid_edges | vertex_from
vertex_to
max_liquid_flow
electricity_demand | vertex
time_period
demand
gas_demand | vertex
time_period
demand
solar_generation | vertex
time_period
scenario
generation_per_panel
wind_generation | vertex
time_period
scenario
generation_per_turbine
scalar_params | unit_convertion_gas_liquid
unit_convertion_electricity_gas
max_electricity_loss_load_percentage
max_gas_loss_load_percentage
operational_cost_gas_storage
operational_cost_liquid_storage

## vertices
vertex_id
1
2
3
4
5
6
7
8
9
10
11
12

## solar_params
solar_panel_id | cost_building_solarpanel | fixed_cost | max_building_capacity
8 | 400000 | 200000 | 6412

## wind_params
wind_turbine_id | cost_building_turbine | fixed_cost | max_building_capacity
9 | 3000000 | 6000000 | 129

## electrolyzer_params
electrolyzer_id | self_discharge_rate_gas_tank | charge_efficiency_gas_tank | discharge_efficiency_gas_tank | capacity_per_gas_tank | cost_per_gas_tank | max_charge_gas_tank
10 | 0.015 | 0.7 | 0.7 | 9 | 20000 | 4.5

## tank_params
liquid_tank_id | self_discharge_rate_liquid_tank | charge_efficiency_liquid_tank | discharge_efficiency_liquid_tank | capacity_per_liquid_tank | cost_per_liquid_tank | max_charge_liquid_tank
12 | 0.015 | 0.75 | 0.75 | 4000 | 800000 | 2000

## fuelcell_params
fuel_cell_id
11

## electricityloads
electricity_loads_id
1
2
3
4
5
6
7

## industrialloads
industrial_loads_id
1
2

## time_params
time_period_id | day_of_period
1 | 1
2 | 1
3 | 1
4 | 1
5 | 1
6 | 1
7 | 1
8 | 1
9 | 1
10 | 1
11 | 1
12 | 1
13 | 1
14 | 1
15 | 1
16 | 1
17 | 1
18 | 1
19 | 1
20 | 1
21 | 1
22 | 1
23 | 1
24 | 1
25 | 1
26 | 1
27 | 1
28 | 1
29 | 1
30 | 1
31 | 1
32 | 1
33 | 1
34 | 1
35 | 1
36 | 1
37 | 1
38 | 1
39 | 1
40 | 1
41 | 1
42 | 1
43 | 1
44 | 1
45 | 1
46 | 1
47 | 1
48 | 1
49 | 1
50 | 1
51 | 1
52 | 1
53 | 1
54 | 1
55 | 1
56 | 1
57 | 1
58 | 1
59 | 1
60 | 1
61 | 1
62 | 1
63 | 1
64 | 1
65 | 1
66 | 1
67 | 1
68 | 1
69 | 1
70 | 1
71 | 1
72 | 1
73 | 1
74 | 1
75 | 1
76 | 1
77 | 1
78 | 1
79 | 1
80 | 1
81 | 1
82 | 1
83 | 1
84 | 1
85 | 1
86 | 1
87 | 1
88 | 1
89 | 1
90 | 1
91 | 1
92 | 1
93 | 1
94 | 1
95 | 1
96 | 1
97 | 2
98 | 2
99 | 2
100 | 2
101 | 2
102 | 2
103 | 2
104 | 2
105 | 2
106 | 2
107 | 2
108 | 2
109 | 2
110 | 2
111 | 2
112 | 2
113 | 2
114 | 2
115 | 2
116 | 2
117 | 2
118 | 2
119 | 2
120 | 2
121 | 2
122 | 2
123 | 2
124 | 2
125 | 2
126 | 2
127 | 2
128 | 2
129 | 2
130 | 2
131 | 2
132 | 2
133 | 2
134 | 2
135 | 2
136 | 2
137 | 2
138 | 2
139 | 2
140 | 2
141 | 2
142 | 2
143 | 2
144 | 2
145 | 2
146 | 2
147 | 2
148 | 2
149 | 2
150 | 2
151 | 2
152 | 2
153 | 2
154 | 2
155 | 2
156 | 2
157 | 2
158 | 2
159 | 2
160 | 2
161 | 2
162 | 2
163 | 2
164 | 2
165 | 2
166 | 2
167 | 2
168 | 2
169 | 2
170 | 2
171 | 2
172 | 2
173 | 2
174 | 2
175 | 2
176 | 2
177 | 2
178 | 2
179 | 2
180 | 2
181 | 2
182 | 2
183 | 2
184 | 2
185 | 2
186 | 2
187 | 2
188 | 2
189 | 2
190 | 2
191 | 2
192 | 2
193 | 3
194 | 3
195 | 3
196 | 3
197 | 3
198 | 3
199 | 3
200 | 3
201 | 3
202 | 3
203 | 3
204 | 3
205 | 3
206 | 3
207 | 3
208 | 3
209 | 3
210 | 3
211 | 3
212 | 3
213 | 3
214 | 3
215 | 3
216 | 3
217 | 3
218 | 3
219 | 3
220 | 3
221 | 3
222 | 3
223 | 3
224 | 3
225 | 3
226 | 3
227 | 3
228 | 3
229 | 3
230 | 3
231 | 3
232 | 3
233 | 3
234 | 3
235 | 3
236 | 3
237 | 3
238 | 3
239 | 3
240 | 3
241 | 3
242 | 3
243 | 3
244 | 3
245 | 3
246 | 3
247 | 3
248 | 3
249 | 3
250 | 3
251 | 3
252 | 3
253 | 3
254 | 3
255 | 3
256 | 3
257 | 3
258 | 3
259 | 3
260 | 3
261 | 3
262 | 3
263 | 3
264 | 3
265 | 3
266 | 3
267 | 3
268 | 3
269 | 3
270 | 3
271 | 3
272 | 3
273 | 3
274 | 3
275 | 3
276 | 3
277 | 3
278 | 3
279 | 3
280 | 3
281 | 3
282 | 3
283 | 3
284 | 3
285 | 3
286 | 3
287 | 3
288 | 3
289 | 4
290 | 4
291 | 4
292 | 4
293 | 4
294 | 4
295 | 4
296 | 4
297 | 4
298 | 4
299 | 4
300 | 4
301 | 4
302 | 4
303 | 4
304 | 4
305 | 4
306 | 4
307 | 4
308 | 4
309 | 4
310 | 4
311 | 4
312 | 4
313 | 4
314 | 4
315 | 4
316 | 4
317 | 4
318 | 4
319 | 4
320 | 4
321 | 4
322 | 4
323 | 4
324 | 4
325 | 4
326 | 4
327 | 4
328 | 4
329 | 4
330 | 4
331 | 4
332 | 4
333 | 4
334 | 4
335 | 4
336 | 4
337 | 4
338 | 4
339 | 4
340 | 4
341 | 4
342 | 4
343 | 4
344 | 4
345 | 4
346 | 4
347 | 4
348 | 4
349 | 4
350 | 4
351 | 4
352 | 4
353 | 4
354 | 4
355 | 4
356 | 4
357 | 4
358 | 4
359 | 4
360 | 4
361 | 4
362 | 4
363 | 4
364 | 4
365 | 4
366 | 4
367 | 4
368 | 4
369 | 4
370 | 4
371 | 4
372 | 4
373 | 4
374 | 4
375 | 4
376 | 4
377 | 4
378 | 4
379 | 4
380 | 4
381 | 4
382 | 4
383 | 4
384 | 4

## day_params
day_id | start_time_period | end_time_period
1 | 1 | 96
2 | 97 | 192
3 | 193 | 288
4 | 289 | 384

## scenario_params
scenario_id | percent_weight | scenario_name | solar | wind | prob | prob_eq
1 | 0.3 | Medium Solar & Medium Wind | med | med | 0.3 | 0.11111
2 | 0.155 | Medium Solar & High Wind | med | high | 0.155 | 0.11111
3 | 0.155 | Medium Solar & Low Wind | med | low | 0.155 | 0.11111
4 | 0.155 | High Solar & Medium Wind | high | med | 0.155 | 0.11111
5 | 0.01 | High Solar & High Wind | high | high | 0.01 | 0.11111
6 | 0.03 | High Solar & Low Wind | high | low | 0.03 | 0.11111
7 | 0.155 | Low Solar & Medium Wind | low | med | 0.155 | 0.11111
8 | 0.03 | Low Solar & High Wind | low | high | 0.03 | 0.11111
9 | 0.01 | Low Solar & Low Wind | low | low | 0.01 | 0.11111

## electricity_edges
vertex_from | vertex_to | max_electricity_flow
8 | 1 | 500
8 | 2 | 500
8 | 3 | 500
8 | 4 | 500
8 | 5 | 500
8 | 6 | 500
8 | 7 | 500
8 | 10 | 500
9 | 1 | 500
9 | 2 | 500
9 | 3 | 500
9 | 4 | 500
9 | 5 | 500
9 | 6 | 500
9 | 7 | 500
9 | 10 | 500
11 | 1 | 500
11 | 2 | 500
11 | 3 | 500
11 | 4 | 500
11 | 5 | 500
11 | 6 | 500
11 | 7 | 500

## gas_edges
vertex_from | vertex_to | max_gas_flow
10 | 1 | 100000
10 | 2 | 100000
10 | 12 | 100000
11 | 1 | 100000
11 | 2 | 100000

## liquid_edges
vertex_from | vertex_to | max_liquid_flow
12 | 11 | 500000

## electricity_demand
vertex | time_period | demand
1 | 1 | 14.7283
1 | 2 | 17.7872
1 | 3 | 18.5678
1 | 4 | 13.4749
1 | 5 | 16.2008
1 | 6 | 16.1601
1 | 7 | 16.8039
1 | 8 | 16.9162
1 | 9 | 14.1051
1 | 10 | 15.8001
1 | 11 | 16.0193
1 | 12 | 16.2483
1 | 13 | 15.9319
1 | 14 | 17.1336
1 | 15 | 14.0984
1 | 16 | 14.9674
1 | 17 | 17.0668
1 | 18 | 19.7283
1 | 19 | 22.1135
1 | 20 | 21.8846
1 | 21 | 20.6045
1 | 22 | 21.6679
1 | 23 | 25.9044
1 | 24 | 27.7008
1 | 25 | 28.3799
1 | 26 | 34.803
1 | 27 | 32.9756
1 | 28 | 37.6232
1 | 29 | 37.5445
1 | 30 | 42.0834
1 | 31 | 43.1645
1 | 32 | 41.747
1 | 33 | 45.5759
1 | 34 | 43.7659
1 | 35 | 49.7967
1 | 36 | 47.2671
1 | 37 | 49.3334
1 | 38 | 49.0296
1 | 39 | 50.86
1 | 40 | 49.0604
1 | 41 | 52.6493
1 | 42 | 50.3747
1 | 43 | 50.1318
1 | 44 | 49.2234
1 | 45 | 48.9487
1 | 46 | 48.3396
1 | 47 | 50.2236
1 | 48 | 50.5645
1 | 49 | 49.0408
1 | 50 | 50.908
1 | 51 | 49.2954
1 | 52 | 51.1752
1 | 53 | 49.9006
1 | 54 | 51.5405
1 | 55 | 47.8206
1 | 56 | 52.6571
1 | 57 | 48.2266
1 | 58 | 50.0755
1 | 59 | 50.7731
1 | 60 | 46.1423
1 | 61 | 48.3082
1 | 62 | 47.0456
1 | 63 | 44.9677
1 | 64 | 48.3267
1 | 65 | 49.9301
1 | 66 | 48.9411
1 | 67 | 48.4307
1 | 68 | 46.7859
1 | 69 | 49.2467
1 | 70 | 45.0019
1 | 71 | 46.2659
1 | 72 | 43.8507
1 | 73 | 43.6523
1 | 74 | 42.0441
1 | 75 | 40.2754
1 | 76 | 38.3007
1 | 77 | 35.5949
1 | 78 | 33.156
1 | 79 | 28.4833
1 | 80 | 27.105
1 | 81 | 25.05
1 | 82 | 24.1225
1 | 83 | 21.4937
1 | 84 | 19.4188
1 | 85 | 18.9828
1 | 86 | 17.8557
1 | 87 | 19.2434
1 | 88 | 18.5025
1 | 89 | 16.5839
1 | 90 | 15.2654
1 | 91 | 11.6603
1 | 92 | 16.3273
1 | 93 | 14.5409
1 | 94 | 15.7821
1 | 95 | 13.4465
1 | 96 | 14.1973
1 | 97 | 16.365
1 | 98 | 16.3345
1 | 99 | 14.278
1 | 100 | 18.8764
1 | 101 | 17.2658
1 | 102 | 13.5385
1 | 103 | 16.4836
1 | 104 | 14.2355
1 | 105 | 16.9263
1 | 106 | 20.3231
1 | 107 | 18.3537
1 | 108 | 16.3028
1 | 109 | 17.7998
1 | 110 | 14.9559
1 | 111 | 16.8829
1 | 112 | 16.026
1 | 113 | 13.0747
1 | 114 | 15.1034
1 | 115 | 14.0345
1 | 116 | 16.752
1 | 117 | 18.7651
1 | 118 | 17.5081
1 | 119 | 21.4309
1 | 120 | 23.8849
1 | 121 | 24.1386
1 | 122 | 25.4744
1 | 123 | 28.5953
1 | 124 | 30.4723
1 | 125 | 30.271
1 | 126 | 31.4922
1 | 127 | 33.1272
1 | 128 | 36.0533
1 | 129 | 33.3131
1 | 130 | 36.9977
1 | 131 | 37.8291
1 | 132 | 42.1708
1 | 133 | 40.7054
1 | 134 | 42.29
1 | 135 | 44.4236
1 | 136 | 40.8155
1 | 137 | 44.0413
1 | 138 | 41.8472
1 | 139 | 43.8618
1 | 140 | 45.2263
1 | 141 | 44.0776
1 | 142 | 42.5918
1 | 143 | 41.0313
1 | 144 | 41.4787
1 | 145 | 39.5048
1 | 146 | 40.6442
1 | 147 | 41.0171
1 | 148 | 39.9597
1 | 149 | 42.9054
1 | 150 | 44.9486
1 | 151 | 43.4698
1 | 152 | 43.1665
1 | 153 | 44.0948
1 | 154 | 44.2492
1 | 155 | 43.9389
1 | 156 | 42.9848
1 | 157 | 44.3171
1 | 158 | 38.9683
1 | 159 | 43.3927
1 | 160 | 41.287
1 | 161 | 43.4374
1 | 162 | 42.4431
1 | 163 | 42.9369
1 | 164 | 41.3563
1 | 165 | 38.921
1 | 166 | 41.8186
1 | 167 | 42.4786
1 | 168 | 40.4875
1 | 169 | 38.4636
1 | 170 | 39.5502
1 | 171 | 39.2381
1 | 172 | 34.0113
1 | 173 | 36.0367
1 | 174 | 31.5139
1 | 175 | 30.7543
1 | 176 | 29.7349
1 | 177 | 25.7629
1 | 178 | 23.9441
1 | 179 | 22.7587
1 | 180 | 21.2102
1 | 181 | 21.5742
1 | 182 | 18.0127
1 | 183 | 17.7343
1 | 184 | 19.7325
1 | 185 | 16.4586
1 | 186 | 18.4473
1 | 187 | 13.9096
1 | 188 | 15.4274
1 | 189 | 16.5407
1 | 190 | 16.5137
1 | 191 | 16.4692
1 | 192 | 15.1061
1 | 193 | 16.3875
1 | 194 | 13.9352
1 | 195 | 11.6083
1 | 196 | 14.2819
1 | 197 | 14.3549
1 | 198 | 14.3965
1 | 199 | 11.329
1 | 200 | 11.6889
1 | 201 | 13.6451
1 | 202 | 13.0819
1 | 203 | 15.5748
1 | 204 | 14.0322
1 | 205 | 12.6863
1 | 206 | 12.878
1 | 207 | 12.2313
1 | 208 | 12.3906
1 | 209 | 16.4038
1 | 210 | 12.2895
1 | 211 | 14.1607
1 | 212 | 14.156
1 | 213 | 13.5509
1 | 214 | 15.2983
1 | 215 | 14.3383
1 | 216 | 17.7698
1 | 217 | 20.0718
1 | 218 | 20.6733
1 | 219 | 20.2181
1 | 220 | 21.8502
1 | 221 | 22.6571
1 | 222 | 25.307
1 | 223 | 27.0653
1 | 224 | 29.5276
1 | 225 | 30.0474
1 | 226 | 33.9635
1 | 227 | 33.5506
1 | 228 | 35.6348
1 | 229 | 36.2669
1 | 230 | 35.5952
1 | 231 | 36.9985
1 | 232 | 37.0455
1 | 233 | 39.2385
1 | 234 | 37.8663
1 | 235 | 39.5915
1 | 236 | 39.2258
1 | 237 | 37.1166
1 | 238 | 40.2102
1 | 239 | 38.9844
1 | 240 | 39.3876
1 | 241 | 37.9762
1 | 242 | 37.6931
1 | 243 | 40.5387
1 | 244 | 38.8142
1 | 245 | 39.6717
1 | 246 | 40.3432
1 | 247 | 39.1556
1 | 248 | 37.7064
1 | 249 | 39.8532
1 | 250 | 40.0595
1 | 251 | 41.0061
1 | 252 | 41.343
1 | 253 | 40.5661
1 | 254 | 41.0498
1 | 255 | 38.2207
1 | 256 | 39.7926
1 | 257 | 40.4929
1 | 258 | 39.8415
1 | 259 | 37.4875
1 | 260 | 39.2357
1 | 261 | 39.1372
1 | 262 | 37.8838
1 | 263 | 37.4707
1 | 264 | 39.6215
1 | 265 | 40.3201
1 | 266 | 37.9463
1 | 267 | 38.3135
1 | 268 | 36.7966
1 | 269 | 34.3794
1 | 270 | 32.8049
1 | 271 | 32.607
1 | 272 | 32.3288
1 | 273 | 28.3381
1 | 274 | 25.156
1 | 275 | 22.769
1 | 276 | 24.0401
1 | 277 | 18.6596
1 | 278 | 14.9855
1 | 279 | 18.1356
1 | 280 | 19.5998
1 | 281 | 16.0148
1 | 282 | 15.8888
1 | 283 | 15.5478
1 | 284 | 13.8652
1 | 285 | 15.0373
1 | 286 | 14.6361
1 | 287 | 13.7845
1 | 288 | 13.7015
1 | 289 | 6.4107
1 | 290 | 5.9722
1 | 291 | 7.6113
1 | 292 | 7.9309
1 | 293 | 8.3848
1 | 294 | 6.1499
1 | 295 | 8.7953
1 | 296 | 7.945
1 | 297 | 7.5236
1 | 298 | 6.3671
1 | 299 | 6.7143
1 | 300 | 8.4426
1 | 301 | 7.4151
1 | 302 | 7.6819
1 | 303 | 7.1444
1 | 304 | 8.3657
1 | 305 | 7.5767
1 | 306 | 8.3642
1 | 307 | 7.5432
1 | 308 | 6.4985
1 | 309 | 8.019
1 | 310 | 10.3386
1 | 311 | 11.8123
1 | 312 | 11.0144
1 | 313 | 13.5127
1 | 314 | 15.6077
1 | 315 | 16.853
1 | 316 | 17.806
1 | 317 | 21.3287
1 | 318 | 22.542
1 | 319 | 24.7419
1 | 320 | 24.436
1 | 321 | 29.615
1 | 322 | 30.5551
1 | 323 | 31.8716
1 | 324 | 32.4651
1 | 325 | 35.2847
1 | 326 | 35.4322
1 | 327 | 38.597
1 | 328 | 39.8504
1 | 329 | 37.48
1 | 330 | 38.1464
1 | 331 | 39.3428
1 | 332 | 39.4908
1 | 333 | 40.613
1 | 334 | 39.018
1 | 335 | 39.1929
1 | 336 | 38.211
1 | 337 | 37.4612
1 | 338 | 37.6847
1 | 339 | 37.0672
1 | 340 | 38.7029
1 | 341 | 39.1572
1 | 342 | 39.2581
1 | 343 | 37.0555
1 | 344 | 40.2161
1 | 345 | 38.6436
1 | 346 | 38.3308
1 | 347 | 38.7006
1 | 348 | 38.9415
1 | 349 | 39.5942
1 | 350 | 39.8212
1 | 351 | 37.8824
1 | 352 | 38.7057
1 | 353 | 39.8836
1 | 354 | 38.0138
1 | 355 | 37.3509
1 | 356 | 38.5065
1 | 357 | 37.1217
1 | 358 | 38.5544
1 | 359 | 37.4627
1 | 360 | 36.9296
1 | 361 | 37.4606
1 | 362 | 36.9982
1 | 363 | 35.3166
1 | 364 | 34.9151
1 | 365 | 32.4415
1 | 366 | 33.309
1 | 367 | 27.5641
1 | 368 | 27.274
1 | 369 | 25.0788
1 | 370 | 23.5801
1 | 371 | 21.4724
1 | 372 | 19.5433
1 | 373 | 16.7281
1 | 374 | 14.8646
1 | 375 | 12.3783
1 | 376 | 10.5022
1 | 377 | 11.1874
1 | 378 | 8.5813
1 | 379 | 9.3926
1 | 380 | 10.4455
1 | 381 | 7.0163
1 | 382 | 8.3505
1 | 383 | 8.4991
1 | 384 | 7.7265
2 | 1 | 10.6496
2 | 2 | 8.0933
2 | 3 | 8.0337
2 | 4 | 6.9498
2 | 5 | 7.4824
2 | 6 | 11.9964
2 | 7 | 7.0893
2 | 8 | 12.3409
2 | 9 | 10.8335
2 | 10 | 8.2526
2 | 11 | 12.3943
2 | 12 | 10.0875
2 | 13 | 12.8218
2 | 14 | 10.7411
2 | 15 | 10.0194
2 | 16 | 9.7864
2 | 17 | 8.5295
2 | 18 | 9.5851
2 | 19 | 11.1658
2 | 20 | 11.3999
2 | 21 | 12.4272
2 | 22 | 11.5206
2 | 23 | 12.9958
2 | 24 | 14.8344
2 | 25 | 16.4566
2 | 26 | 20.9613
2 | 27 | 21.2334
2 | 28 | 26.3351
2 | 29 | 28.2972
2 | 30 | 27.1505
2 | 31 | 29.0343
2 | 32 | 30.2398
2 | 33 | 35.3813
2 | 34 | 33.5455
2 | 35 | 38.9001
2 | 36 | 34.6894
2 | 37 | 39.0456
2 | 38 | 40.7497
2 | 39 | 41.995
2 | 40 | 44.6554
2 | 41 | 42.8548
2 | 42 | 42.7978
2 | 43 | 40.8152
2 | 44 | 44.4498
2 | 45 | 45.8831
2 | 46 | 42.1071
2 | 47 | 43.2005
2 | 48 | 41.2501
2 | 49 | 44.121
2 | 50 | 41.4837
2 | 51 | 43.1663
2 | 52 | 44.3418
2 | 53 | 41.1356
2 | 54 | 42.5853
2 | 55 | 42.0727
2 | 56 | 43.108
2 | 57 | 43.4017
2 | 58 | 44.8905
2 | 59 | 44.5081
2 | 60 | 44.7388
2 | 61 | 41.3033
2 | 62 | 41.5642
2 | 63 | 43.4523
2 | 64 | 42.4698
2 | 65 | 41.9344
2 | 66 | 43.7855
2 | 67 | 40.6371
2 | 68 | 44.2352
2 | 69 | 41.2769
2 | 70 | 43.4921
2 | 71 | 40.7518
2 | 72 | 43.2053
2 | 73 | 39.6349
2 | 74 | 38.6633
2 | 75 | 40.0338
2 | 76 | 40.1695
2 | 77 | 35.1861
2 | 78 | 34.5281
2 | 79 | 31.1147
2 | 80 | 26.5726
2 | 81 | 29.41
2 | 82 | 24.8996
2 | 83 | 23.0746
2 | 84 | 19.4185
2 | 85 | 19.9575
2 | 86 | 18.9303
2 | 87 | 12.3019
2 | 88 | 11.5869
2 | 89 | 11.6116
2 | 90 | 8.0946
2 | 91 | 11.8083
2 | 92 | 10.3616
2 | 93 | 10.4228
2 | 94 | 10.1994
2 | 95 | 11.5377
2 | 96 | 8.2848
2 | 97 | 4.7422
2 | 98 | 6.7531
2 | 99 | 5.4832
2 | 100 | 7.7214
2 | 101 | 7.1043
2 | 102 | 7.301
2 | 103 | 5.5976
2 | 104 | 3.7175
2 | 105 | 6.5429
2 | 106 | 6.299
2 | 107 | 5.3593
2 | 108 | 5.6069
2 | 109 | 7.0898
2 | 110 | 7.8022
2 | 111 | 5.937
2 | 112 | 5.8028
2 | 113 | 6.3208
2 | 114 | 6.0151
2 | 115 | 3.1358
2 | 116 | 5.3795
2 | 117 | 5.391
2 | 118 | 10.9811
2 | 119 | 8.4283
2 | 120 | 7.808
2 | 121 | 11.7362
2 | 122 | 12.5552
2 | 123 | 12.8369
2 | 124 | 15.9639
2 | 125 | 19.0904
2 | 126 | 18.3383
2 | 127 | 21.5936
2 | 128 | 20.4707
2 | 129 | 24.2821
2 | 130 | 24.1719
2 | 131 | 25.9974
2 | 132 | 26.0546
2 | 133 | 27.719
2 | 134 | 29.406
2 | 135 | 32.3602
2 | 136 | 33.6916
2 | 137 | 32.096
2 | 138 | 34.5765
2 | 139 | 33.3619
2 | 140 | 33.5086
2 | 141 | 32.682
2 | 142 | 33.6483
2 | 143 | 36.1214
2 | 144 | 34.3155
2 | 145 | 30.3116
2 | 146 | 32.1348
2 | 147 | 32.5693
2 | 148 | 29.8198
2 | 149 | 31.7367
2 | 150 | 33.5422
2 | 151 | 35.0441
2 | 152 | 33.8605
2 | 153 | 31.89
2 | 154 | 32.7623
2 | 155 | 35.0909
2 | 156 | 33.0295
2 | 157 | 31.9722
2 | 158 | 32.4013
2 | 159 | 34.2693
2 | 160 | 31.0717
2 | 161 | 32.5775
2 | 162 | 31.9826
2 | 163 | 30.9101
2 | 164 | 32.065
2 | 165 | 30.8736
2 | 166 | 33.274
2 | 167 | 35.0409
2 | 168 | 32.2198
2 | 169 | 31.7045
2 | 170 | 29.3762
2 | 171 | 32.5457
2 | 172 | 31.3402
2 | 173 | 26.5905
2 | 174 | 27.883
2 | 175 | 24.9672
2 | 176 | 22.4629
2 | 177 | 22.387
2 | 178 | 19.4598
2 | 179 | 17.622
2 | 180 | 15.9466
2 | 181 | 14.7925
2 | 182 | 10.6801
2 | 183 | 9.9484
2 | 184 | 7.7627
2 | 185 | 9.2445
2 | 186 | 5.8924
2 | 187 | 6.0441
2 | 188 | 7.0701
2 | 189 | 4.6491
2 | 190 | 5.4965
2 | 191 | 6.1403
2 | 192 | 7.4653
2 | 193 | 6.5344
2 | 194 | 6.4183
2 | 195 | 5.303
2 | 196 | 6.0319
2 | 197 | 5.8151
2 | 198 | 6.5892
2 | 199 | 6.3287
2 | 200 | 6.7007
2 | 201 | 6.8351
2 | 202 | 6.6225
2 | 203 | 6.7881
2 | 204 | 6.0978
2 | 205 | 5.2756
2 | 206 | 5.7483
2 | 207 | 6.5926
2 | 208 | 7.0138
2 | 209 | 6.2588
2 | 210 | 5.8945
2 | 211 | 7.6827
2 | 212 | 7.6304
2 | 213 | 6.477
2 | 214 | 6.4885
2 | 215 | 8.8744
2 | 216 | 9.719
2 | 217 | 12.2026
2 | 218 | 12.4815
2 | 219 | 13.617
2 | 220 | 16.1646
2 | 221 | 17.7927
2 | 222 | 18.3795
2 | 223 | 20.5292
2 | 224 | 21.3188
2 | 225 | 23.0396
2 | 226 | 24.8392
2 | 227 | 25.8622
2 | 228 | 27.2195
2 | 229 | 29.7066
2 | 230 | 30.052
2 | 231 | 31.4205
2 | 232 | 32.3857
2 | 233 | 32.0526
2 | 234 | 32.3078
2 | 235 | 32.7747
2 | 236 | 32.6774
2 | 237 | 32.3284
2 | 238 | 33.002
2 | 239 | 33.0148
2 | 240 | 32.6709
2 | 241 | 32.2503
2 | 242 | 31.9017
2 | 243 | 31.9927
2 | 244 | 32.7125
2 | 245 | 32.0527
2 | 246 | 31.9012
2 | 247 | 32.2665
2 | 248 | 32.8398
2 | 249 | 32.6168
2 | 250 | 32.6775
2 | 251 | 32.7979
2 | 252 | 33.8988
2 | 253 | 33.0487
2 | 254 | 33.0793
2 | 255 | 32.8075
2 | 256 | 32.0974
2 | 257 | 32.6093
2 | 258 | 31.4524
2 | 259 | 32.0182
2 | 260 | 31.4294
2 | 261 | 31.0627
2 | 262 | 30.6997
2 | 263 | 31.3983
2 | 264 | 32.0632
2 | 265 | 30.6422
2 | 266 | 30.7357
2 | 267 | 29.985
2 | 268 | 29.7525
2 | 269 | 28.5021
2 | 270 | 26.5577
2 | 271 | 25.8233
2 | 272 | 22.1998
2 | 273 | 20.6523
2 | 274 | 20.6228
2 | 275 | 18.2602
2 | 276 | 15.1217
2 | 277 | 14.0804
2 | 278 | 12.5578
2 | 279 | 10.2532
2 | 280 | 9.1964
2 | 281 | 8.6903
2 | 282 | 8.8877
2 | 283 | 6.6159
2 | 284 | 6.4099
2 | 285 | 6.9147
2 | 286 | 4.5374
2 | 287 | 4.3819
2 | 288 | 5.8562
2 | 289 | 9.2552
2 | 290 | 11.3129
2 | 291 | 9.7496
2 | 292 | 8.6303
2 | 293 | 10.7877
2 | 294 | 11.3213
2 | 295 | 9.9627
2 | 296 | 10.4398
2 | 297 | 10.476
2 | 298 | 13.2068
2 | 299 | 11.3121
2 | 300 | 13.4068
2 | 301 | 10.4685
2 | 302 | 9.9575
2 | 303 | 11.0551
2 | 304 | 12.2462
2 | 305 | 11.274
2 | 306 | 10.1171
2 | 307 | 12.6237
2 | 308 | 10.7796
2 | 309 | 12.4217
2 | 310 | 14.4188
2 | 311 | 16.0334
2 | 312 | 17.0182
2 | 313 | 18.1579
2 | 314 | 20.0958
2 | 315 | 21.5756
2 | 316 | 26.7066
2 | 317 | 25.6529
2 | 318 | 28.097
2 | 319 | 31.4338
2 | 320 | 31.9656
2 | 321 | 34.7641
2 | 322 | 34.4464
2 | 323 | 33.9113
2 | 324 | 38.4212
2 | 325 | 39.6238
2 | 326 | 40.3795
2 | 327 | 41.5408
2 | 328 | 41.6903
2 | 329 | 42.9585
2 | 330 | 44.2027
2 | 331 | 43.5577
2 | 332 | 42.7326
2 | 333 | 44.6821
2 | 334 | 41.8439
2 | 335 | 44.14
2 | 336 | 42.5038
2 | 337 | 41.3715
2 | 338 | 41.9862
2 | 339 | 40.9437
2 | 340 | 44.231
2 | 341 | 42.4831
2 | 342 | 42.1761
2 | 343 | 42.8761
2 | 344 | 42.1825
2 | 345 | 42.6836
2 | 346 | 42.0697
2 | 347 | 44.5106
2 | 348 | 43.681
2 | 349 | 42.8258
2 | 350 | 40.79
2 | 351 | 43.8211
2 | 352 | 42.4897
2 | 353 | 41.739
2 | 354 | 40.9533
2 | 355 | 39.6718
2 | 356 | 40.7659
2 | 357 | 39.1648
2 | 358 | 42.6186
2 | 359 | 41.0361
2 | 360 | 41.2678
2 | 361 | 43.7029
2 | 362 | 40.3166
2 | 363 | 37.2479
2 | 364 | 38.5164
2 | 365 | 36.5237
2 | 366 | 32.1106
2 | 367 | 32.1847
2 | 368 | 28.73
2 | 369 | 28.0891
2 | 370 | 24.6683
2 | 371 | 21.5395
2 | 372 | 21.3244
2 | 373 | 16.7789
2 | 374 | 14.507
2 | 375 | 17.4367
2 | 376 | 15.0442
2 | 377 | 13.7294
2 | 378 | 13.3963
2 | 379 | 12.0224
2 | 380 | 10.6387
2 | 381 | 11.1761
2 | 382 | 11.051
2 | 383 | 11.8243
2 | 384 | 12.333
3 | 1 | 8.2501
3 | 2 | 8.2782
3 | 3 | 7.124
3 | 4 | 6.7529
3 | 5 | 6.7256
3 | 6 | 6.5086
3 | 7 | 6.9614
3 | 8 | 6.5126
3 | 9 | 7.3213
3 | 10 | 6.8817
3 | 11 | 6.5883
3 | 12 | 5.7167
3 | 13 | 5.3578
3 | 14 | 6.0929
3 | 15 | 7.1697
3 | 16 | 8.5905
3 | 17 | 7.4201
3 | 18 | 9.1136
3 | 19 | 9.5136
3 | 20 | 10.9752
3 | 21 | 13.4069
3 | 22 | 14.9226
3 | 23 | 17.7122
3 | 24 | 20.356
3 | 25 | 21.8412
3 | 26 | 24.1871
3 | 27 | 27.6362
3 | 28 | 28.2317
3 | 29 | 28.9035
3 | 30 | 28.743
3 | 31 | 28.5265
3 | 32 | 29.0918
3 | 33 | 27.9309
3 | 34 | 28.3753
3 | 35 | 26.5903
3 | 36 | 24.488
3 | 37 | 23.8102
3 | 38 | 22.1298
3 | 39 | 22.0601
3 | 40 | 18.4104
3 | 41 | 18.3707
3 | 42 | 15.7558
3 | 43 | 17.508
3 | 44 | 17.1096
3 | 45 | 18.8549
3 | 46 | 18.8092
3 | 47 | 22.0091
3 | 48 | 19.3748
3 | 49 | 19.4655
3 | 50 | 20.538
3 | 51 | 19.2931
3 | 52 | 20.5464
3 | 53 | 18.7545
3 | 54 | 20.3355
3 | 55 | 20.8237
3 | 56 | 20.351
3 | 57 | 20.9767
3 | 58 | 19.9237
3 | 59 | 19.636
3 | 60 | 20.5946
3 | 61 | 21.3977
3 | 62 | 19.7439
3 | 63 | 20.8813
3 | 64 | 21.3973
3 | 65 | 21.0823
3 | 66 | 21.9001
3 | 67 | 22.4852
3 | 68 | 25.516
3 | 69 | 29.0928
3 | 70 | 32.1626
3 | 71 | 34.1802
3 | 72 | 36.4967
3 | 73 | 36.344
3 | 74 | 36.5119
3 | 75 | 38.1174
3 | 76 | 39.6268
3 | 77 | 38.5999
3 | 78 | 38.898
3 | 79 | 38.2381
3 | 80 | 35.0039
3 | 81 | 34.5734
3 | 82 | 33.9109
3 | 83 | 31.5691
3 | 84 | 30.7897
3 | 85 | 27.6474
3 | 86 | 27.3145
3 | 87 | 26.9587
3 | 88 | 24.2318
3 | 89 | 22.0642
3 | 90 | 21.6132
3 | 91 | 19.4582
3 | 92 | 19.034
3 | 93 | 15.9013
3 | 94 | 11.8352
3 | 95 | 10.975
3 | 96 | 9.5578
3 | 97 | 5.1367
3 | 98 | 5.9671
3 | 99 | 4.3856
3 | 100 | 3.6966
3 | 101 | 3.7884
3 | 102 | 4.2372
3 | 103 | 3.8975
3 | 104 | 3.5152
3 | 105 | 4.5656
3 | 106 | 2.7085
3 | 107 | 3.5792
3 | 108 | 3.6803
3 | 109 | 5.2226
3 | 110 | 3.3741
3 | 111 | 4.232
3 | 112 | 2.25
3 | 113 | 3.5705
3 | 114 | 2.4034
3 | 115 | 4.8893
3 | 116 | 3.7738
3 | 117 | 4.5735
3 | 118 | 7.6189
3 | 119 | 6.9968
3 | 120 | 9.1075
3 | 121 | 11.7995
3 | 122 | 12.2579
3 | 123 | 13.0052
3 | 124 | 14.5764
3 | 125 | 17.0997
3 | 126 | 19.4278
3 | 127 | 16.4197
3 | 128 | 17.3284
3 | 129 | 17.5502
3 | 130 | 17.2139
3 | 131 | 16.6792
3 | 132 | 13.996
3 | 133 | 15.0158
3 | 134 | 12.4949
3 | 135 | 11.7521
3 | 136 | 13.7827
3 | 137 | 10.3567
3 | 138 | 12.5976
3 | 139 | 9.9907
3 | 140 | 8.3829
3 | 141 | 8.6213
3 | 142 | 11.8595
3 | 143 | 9.6656
3 | 144 | 11.133
3 | 145 | 11.2762
3 | 146 | 10.1657
3 | 147 | 11.2261
3 | 148 | 10.882
3 | 149 | 12.2296
3 | 150 | 10.7727
3 | 151 | 10.0703
3 | 152 | 13.2464
3 | 153 | 10.8773
3 | 154 | 10.7348
3 | 155 | 12.4078
3 | 156 | 12.3132
3 | 157 | 14.2327
3 | 158 | 9.8315
3 | 159 | 12.1672
3 | 160 | 10.3817
3 | 161 | 11.8729
3 | 162 | 13.2153
3 | 163 | 13.9655
3 | 164 | 13.865
3 | 165 | 15.3356
3 | 166 | 19.1299
3 | 167 | 18.0379
3 | 168 | 20.8548
3 | 169 | 18.8502
3 | 170 | 21.007
3 | 171 | 20.9757
3 | 172 | 20.266
3 | 173 | 20.5561
3 | 174 | 22.9346
3 | 175 | 23.6128
3 | 176 | 19.2424
3 | 177 | 20.6579
3 | 178 | 20.4982
3 | 179 | 18.5408
3 | 180 | 17.9963
3 | 181 | 17.2844
3 | 182 | 16.3348
3 | 183 | 14.7627
3 | 184 | 15.9658
3 | 185 | 15.1029
3 | 186 | 13.6567
3 | 187 | 11.8367
3 | 188 | 9.9774
3 | 189 | 10.4206
3 | 190 | 8.9277
3 | 191 | 5.3109
3 | 192 | 6.1258
3 | 193 | 9.4539
3 | 194 | 8.1915
3 | 195 | 8.5721
3 | 196 | 9.0132
3 | 197 | 7.1993
3 | 198 | 9.4911
3 | 199 | 9.2534
3 | 200 | 7.2564
3 | 201 | 7.0904
3 | 202 | 8.2043
3 | 203 | 7.8551
3 | 204 | 7.6868
3 | 205 | 10.629
3 | 206 | 7.5671
3 | 207 | 8.1076
3 | 208 | 9.2064
3 | 209 | 7.7895
3 | 210 | 8.7567
3 | 211 | 9.3642
3 | 212 | 8.2766
3 | 213 | 8.0717
3 | 214 | 10.202
3 | 215 | 11.1269
3 | 216 | 9.4961
3 | 217 | 11.1629
3 | 218 | 13.42
3 | 219 | 12.9516
3 | 220 | 12.5675
3 | 221 | 14.6668
3 | 222 | 16.0804
3 | 223 | 16.1118
3 | 224 | 18.5722
3 | 225 | 17.0055
3 | 226 | 16.9309
3 | 227 | 18.2643
3 | 228 | 16.0071
3 | 229 | 17.1521
3 | 230 | 15.4434
3 | 231 | 15.5599
3 | 232 | 14.5077
3 | 233 | 13.6513
3 | 234 | 13.3499
3 | 235 | 14.1837
3 | 236 | 13.3374
3 | 237 | 12.7114
3 | 238 | 11.1197
3 | 239 | 11.632
3 | 240 | 12.0053
3 | 241 | 12.4501
3 | 242 | 13.3199
3 | 243 | 14.7519
3 | 244 | 12.1531
3 | 245 | 12.2231
3 | 246 | 14.9836
3 | 247 | 13.3488
3 | 248 | 13.3461
3 | 249 | 12.5278
3 | 250 | 14.291
3 | 251 | 12.5545
3 | 252 | 13.9279
3 | 253 | 13.2324
3 | 254 | 14.2135
3 | 255 | 13.6859
3 | 256 | 14.2574
3 | 257 | 13.3685
3 | 258 | 13.9386
3 | 259 | 12.695
3 | 260 | 13.2328
3 | 261 | 15.6811
3 | 262 | 13.7131
3 | 263 | 15.7923
3 | 264 | 17.1546
3 | 265 | 18.2118
3 | 266 | 19.5849
3 | 267 | 20.2839
3 | 268 | 19.1116
3 | 269 | 20.2393
3 | 270 | 20.0336
3 | 271 | 21.0824
3 | 272 | 21.08
3 | 273 | 20.499
3 | 274 | 19.8072
3 | 275 | 21.435
3 | 276 | 18.5527
3 | 277 | 19.7535
3 | 278 | 17.3368
3 | 279 | 17.767
3 | 280 | 16.3578
3 | 281 | 16.0922
3 | 282 | 14.3753
3 | 283 | 14.6091
3 | 284 | 14.8481
3 | 285 | 13.3133
3 | 286 | 12.8618
3 | 287 | 12.9268
3 | 288 | 9.6504
3 | 289 | 7.4292
3 | 290 | 6.6032
3 | 291 | 5.6898
3 | 292 | 5.1652
3 | 293 | 4.8103
3 | 294 | 4.1326
3 | 295 | 3.9673
3 | 296 | 4.0534
3 | 297 | 3.8472
3 | 298 | 3.4864
3 | 299 | 2.9775
3 | 300 | 3.4889
3 | 301 | 2.9232
3 | 302 | 3.0992
3 | 303 | 3.0287
3 | 304 | 4.2534
3 | 305 | 4.4434
3 | 306 | 4.5151
3 | 307 | 5.2674
3 | 308 | 5.8812
3 | 309 | 6.6283
3 | 310 | 8.1611
3 | 311 | 9.669
3 | 312 | 11.8548
3 | 313 | 13.6149
3 | 314 | 15.7265
3 | 315 | 17.4092
3 | 316 | 20.5092
3 | 317 | 23.5308
3 | 318 | 25.8077
3 | 319 | 26.8759
3 | 320 | 26.4626
3 | 321 | 26.7524
3 | 322 | 25.773
3 | 323 | 25.4792
3 | 324 | 24.7638
3 | 325 | 23.5664
3 | 326 | 21.2783
3 | 327 | 19.921
3 | 328 | 18.8718
3 | 329 | 16.6702
3 | 330 | 15.5448
3 | 331 | 14.4406
3 | 332 | 14.7723
3 | 333 | 14.219
3 | 334 | 14.0332
3 | 335 | 14.1224
3 | 336 | 15.2514
3 | 337 | 17.2559
3 | 338 | 17.6094
3 | 339 | 17.014
3 | 340 | 16.4075
3 | 341 | 16.8552
3 | 342 | 16.3879
3 | 343 | 16.6235
3 | 344 | 16.7946
3 | 345 | 16.8265
3 | 346 | 16.7199
3 | 347 | 16.5297
3 | 348 | 16.5432
3 | 349 | 16.3435
3 | 350 | 15.7056
3 | 351 | 16.3013
3 | 352 | 16.8763
3 | 353 | 17.8015
3 | 354 | 17.6271
3 | 355 | 18.6609
3 | 356 | 18.7646
3 | 357 | 20.9693
3 | 358 | 23.0219
3 | 359 | 25.6252
3 | 360 | 28.9776
3 | 361 | 31.3057
3 | 362 | 32.1803
3 | 363 | 33.5864
3 | 364 | 34.156
3 | 365 | 34.4706
3 | 366 | 34.4722
3 | 367 | 34.8437
3 | 368 | 34.7215
3 | 369 | 33.5224
3 | 370 | 31.8627
3 | 371 | 30.4616
3 | 372 | 29.8849
3 | 373 | 28.5475
3 | 374 | 26.8577
3 | 375 | 24.7941
3 | 376 | 23.319
3 | 377 | 21.9739
3 | 378 | 20.2083
3 | 379 | 19.8097
3 | 380 | 17.9791
3 | 381 | 16.1637
3 | 382 | 15.4314
3 | 383 | 12.7628
3 | 384 | 9.1259
4 | 1 | 13.668
4 | 2 | 15.2687
4 | 3 | 14.3224
4 | 4 | 13.2913
4 | 5 | 11.8129
4 | 6 | 12.7176
4 | 7 | 11.3037
4 | 8 | 11.1784
4 | 9 | 10.6778
4 | 10 | 9.2796
4 | 11 | 11.2324
4 | 12 | 9.3086
4 | 13 | 10.6506
4 | 14 | 8.3804
4 | 15 | 10.6067
4 | 16 | 9.8626
4 | 17 | 12.0128
4 | 18 | 8.559
4 | 19 | 10.554
4 | 20 | 13.0755
4 | 21 | 11.9642
4 | 22 | 13.3875
4 | 23 | 15.7798
4 | 24 | 16.5211
4 | 25 | 17.354
4 | 26 | 22.9894
4 | 27 | 23.7243
4 | 28 | 26.8992
4 | 29 | 26.9124
4 | 30 | 31.7281
4 | 31 | 32.2998
4 | 32 | 34.6385
4 | 33 | 35.6958
4 | 34 | 33.1662
4 | 35 | 34.0345
4 | 36 | 32.5814
4 | 37 | 32.0513
4 | 38 | 31.0913
4 | 39 | 29.973
4 | 40 | 29.6545
4 | 41 | 25.8829
4 | 42 | 26.0446
4 | 43 | 23.362
4 | 44 | 20.3145
4 | 45 | 21.1236
4 | 46 | 19.7294
4 | 47 | 20.7314
4 | 48 | 21.6441
4 | 49 | 22.3433
4 | 50 | 23.6589
4 | 51 | 23.7393
4 | 52 | 23.9586
4 | 53 | 23.6295
4 | 54 | 25.2271
4 | 55 | 23.9361
4 | 56 | 23.944
4 | 57 | 23.4696
4 | 58 | 24.0289
4 | 59 | 24.3498
4 | 60 | 23.6523
4 | 61 | 24.1568
4 | 62 | 23.0592
4 | 63 | 22.1364
4 | 64 | 24.2755
4 | 65 | 24.2676
4 | 66 | 25.7944
4 | 67 | 22.6603
4 | 68 | 27.326
4 | 69 | 26.7785
4 | 70 | 28.2834
4 | 71 | 30.4642
4 | 72 | 33.496
4 | 73 | 36.2697
4 | 74 | 37.0855
4 | 75 | 41.2236
4 | 76 | 40.8191
4 | 77 | 41.0042
4 | 78 | 43.197
4 | 79 | 45.3541
4 | 80 | 42.5927
4 | 81 | 41.0006
4 | 82 | 42.4652
4 | 83 | 40.2226
4 | 84 | 37.9904
4 | 85 | 35.5321
4 | 86 | 36.2261
4 | 87 | 35.1189
4 | 88 | 30.8589
4 | 89 | 32.8359
4 | 90 | 29.4679
4 | 91 | 28.2297
4 | 92 | 26.6868
4 | 93 | 28.2661
4 | 94 | 25.1514
4 | 95 | 22.8162
4 | 96 | 19.3235
4 | 97 | 10.6494
4 | 98 | 6.9604
4 | 99 | 7.6817
4 | 100 | 11.717
4 | 101 | 6.6652
4 | 102 | 8.1835
4 | 103 | 9.0217
4 | 104 | 5.2855
4 | 105 | 7.0332
4 | 106 | 6.984
4 | 107 | 6.9191
4 | 108 | 7.9559
4 | 109 | 8.7028
4 | 110 | 6.6094
4 | 111 | 5.0215
4 | 112 | 6.8189
4 | 113 | 7.0299
4 | 114 | 10.1554
4 | 115 | 9.8862
4 | 116 | 10.5897
4 | 117 | 10.3683
4 | 118 | 13.0762
4 | 119 | 10.8598
4 | 120 | 12.9815
4 | 121 | 16.6084
4 | 122 | 15.6844
4 | 123 | 17.3222
4 | 124 | 21.7556
4 | 125 | 21.0204
4 | 126 | 18.9935
4 | 127 | 21.1909
4 | 128 | 21.9624
4 | 129 | 20.2451
4 | 130 | 21.4312
4 | 131 | 19.4319
4 | 132 | 19.9287
4 | 133 | 17.4618
4 | 134 | 18.1876
4 | 135 | 16.0252
4 | 136 | 16.8532
4 | 137 | 12.8453
4 | 138 | 13.8627
4 | 139 | 15.2184
4 | 140 | 13.2245
4 | 141 | 14.6717
4 | 142 | 14.8725
4 | 143 | 13.1802
4 | 144 | 16.4013
4 | 145 | 16.3059
4 | 146 | 13.9297
4 | 147 | 15.9934
4 | 148 | 15.9259
4 | 149 | 14.7572
4 | 150 | 16.2302
4 | 151 | 14.4643
4 | 152 | 14.9128
4 | 153 | 15.2341
4 | 154 | 13.4372
4 | 155 | 15.3732
4 | 156 | 17.0645
4 | 157 | 15.3512
4 | 158 | 15.3489
4 | 159 | 16.5355
4 | 160 | 16.515
4 | 161 | 18.6447
4 | 162 | 14.8391
4 | 163 | 15.902
4 | 164 | 18.6479
4 | 165 | 19.3397
4 | 166 | 20.4079
4 | 167 | 24.1029
4 | 168 | 23.4754
4 | 169 | 25.5786
4 | 170 | 23.3701
4 | 171 | 24.7269
4 | 172 | 23.8479
4 | 173 | 24.6603
4 | 174 | 26.4784
4 | 175 | 27.1839
4 | 176 | 26.2258
4 | 177 | 22.737
4 | 178 | 23.9817
4 | 179 | 24.5251
4 | 180 | 23.8188
4 | 181 | 21.3527
4 | 182 | 19.3164
4 | 183 | 16.9161
4 | 184 | 18.4766
4 | 185 | 20.1126
4 | 186 | 16.3725
4 | 187 | 17.5838
4 | 188 | 14.868
4 | 189 | 14.2326
4 | 190 | 13.2429
4 | 191 | 10.3179
4 | 192 | 10.3201
4 | 193 | 5.3965
4 | 194 | 5.8818
4 | 195 | 4.9688
4 | 196 | 4.4435
4 | 197 | 4.8715
4 | 198 | 4.4437
4 | 199 | 3.9438
4 | 200 | 4.3712
4 | 201 | 6.2248
4 | 202 | 5.2165
4 | 203 | 3.3439
4 | 204 | 2.8666
4 | 205 | 2.5405
4 | 206 | 4.178
4 | 207 | 2.6864
4 | 208 | 2.2056
4 | 209 | 3.411
4 | 210 | 3.2737
4 | 211 | 5.7444
4 | 212 | 2.703
4 | 213 | 4.16
4 | 214 | 4.6203
4 | 215 | 6.4104
4 | 216 | 5.3448
4 | 217 | 5.8997
4 | 218 | 6.4188
4 | 219 | 8.0757
4 | 220 | 8.2455
4 | 221 | 8.2264
4 | 222 | 11.4425
4 | 223 | 11.2743
4 | 224 | 13.047
4 | 225 | 13.5077
4 | 226 | 12.8301
4 | 227 | 14.4902
4 | 228 | 12.1163
4 | 229 | 13.6485
4 | 230 | 11.6113
4 | 231 | 11.7695
4 | 232 | 11.2902
4 | 233 | 10.8067
4 | 234 | 11.0395
4 | 235 | 9.3559
4 | 236 | 9.7584
4 | 237 | 8.9081
4 | 238 | 8.4512
4 | 239 | 6.3736
4 | 240 | 6.5694
4 | 241 | 7.2443
4 | 242 | 10.4285
4 | 243 | 7.891
4 | 244 | 8.8562
4 | 245 | 9.9653
4 | 246 | 8.9006
4 | 247 | 7.9824
4 | 248 | 8.7174
4 | 249 | 9.1162
4 | 250 | 8.8733
4 | 251 | 7.71
4 | 252 | 10.3539
4 | 253 | 8.1448
4 | 254 | 8.4216
4 | 255 | 9.7613
4 | 256 | 9.1805
4 | 257 | 8.9366
4 | 258 | 9.4534
4 | 259 | 10.5355
4 | 260 | 8.9464
4 | 261 | 9.9964
4 | 262 | 9.3309
4 | 263 | 11.1898
4 | 264 | 11.9902
4 | 265 | 11.6948
4 | 266 | 13.3997
4 | 267 | 14.247
4 | 268 | 17.3878
4 | 269 | 16.4651
4 | 270 | 15.7294
4 | 271 | 16.3702
4 | 272 | 16.9819
4 | 273 | 15.4319
4 | 274 | 15.5389
4 | 275 | 15.6175
4 | 276 | 17.2713
4 | 277 | 14.1792
4 | 278 | 13.5449
4 | 279 | 14.9454
4 | 280 | 12.5132
4 | 281 | 13.1365
4 | 282 | 10.8497
4 | 283 | 10.8312
4 | 284 | 11.244
4 | 285 | 11.3993
4 | 286 | 8.5264
4 | 287 | 7.179
4 | 288 | 10.1126
4 | 289 | 17.161
4 | 290 | 13.8323
4 | 291 | 12.6313
4 | 292 | 12.9594
4 | 293 | 13.9054
4 | 294 | 10.2242
4 | 295 | 10.9314
4 | 296 | 12.0387
4 | 297 | 10.7606
4 | 298 | 10.5081
4 | 299 | 8.6248
4 | 300 | 9.7713
4 | 301 | 9.9324
4 | 302 | 6.5089
4 | 303 | 9.668
4 | 304 | 11.4444
4 | 305 | 9.0133
4 | 306 | 13.1411
4 | 307 | 9.7719
4 | 308 | 9.1171
4 | 309 | 9.9762
4 | 310 | 12.6826
4 | 311 | 15.1074
4 | 312 | 17.9265
4 | 313 | 17.2033
4 | 314 | 21.2577
4 | 315 | 21.3802
4 | 316 | 21.7346
4 | 317 | 25.9614
4 | 318 | 27.2602
4 | 319 | 31.7718
4 | 320 | 33.4637
4 | 321 | 32.519
4 | 322 | 33.1344
4 | 323 | 30.9667
4 | 324 | 29.92
4 | 325 | 29.596
4 | 326 | 30.1873
4 | 327 | 26.2407
4 | 328 | 26.1823
4 | 329 | 25.7544
4 | 330 | 21.877
4 | 331 | 22.0376
4 | 332 | 22.4739
4 | 333 | 23.0707
4 | 334 | 17.8792
4 | 335 | 19.1099
4 | 336 | 18.5324
4 | 337 | 21.8428
4 | 338 | 22.0455
4 | 339 | 25.2899
4 | 340 | 26.7599
4 | 341 | 21.0027
4 | 342 | 23.9517
4 | 343 | 25.0005
4 | 344 | 22.2738
4 | 345 | 24.3628
4 | 346 | 24.0151
4 | 347 | 21.266
4 | 348 | 23.8492
4 | 349 | 21.8769
4 | 350 | 21.3269
4 | 351 | 23.3958
4 | 352 | 21.7982
4 | 353 | 20.4498
4 | 354 | 24.4166
4 | 355 | 23.9075
4 | 356 | 23.9872
4 | 357 | 24.3118
4 | 358 | 25.9768
4 | 359 | 28.4396
4 | 360 | 31.9879
4 | 361 | 35.1278
4 | 362 | 39.1671
4 | 363 | 38.6797
4 | 364 | 38.7915
4 | 365 | 40.6831
4 | 366 | 39.5897
4 | 367 | 41.2154
4 | 368 | 41.8052
4 | 369 | 39.7205
4 | 370 | 40.0471
4 | 371 | 38.3538
4 | 372 | 35.0739
4 | 373 | 35.4476
4 | 374 | 34.887
4 | 375 | 31.4198
4 | 376 | 27.6557
4 | 377 | 29.8868
4 | 378 | 28.6637
4 | 379 | 25.7264
4 | 380 | 24.9317
4 | 381 | 23.0846
4 | 382 | 23.7553
4 | 383 | 19.8359
4 | 384 | 19.5267
5 | 1 | 16.068
5 | 2 | 15.0094
5 | 3 | 14.8789
5 | 4 | 13.4446
5 | 5 | 12.8736
5 | 6 | 12.204
5 | 7 | 11.7512
5 | 8 | 12.8485
5 | 9 | 11.3199
5 | 10 | 12.7727
5 | 11 | 10.2481
5 | 12 | 12.9097
5 | 13 | 11.1184
5 | 14 | 12.8655
5 | 15 | 12.491
5 | 16 | 12.5531
5 | 17 | 11.4322
5 | 18 | 12.7409
5 | 19 | 14.7669
5 | 20 | 10.969
5 | 21 | 13.5735
5 | 22 | 15.1405
5 | 23 | 16.1778
5 | 24 | 15.8641
5 | 25 | 20.3118
5 | 26 | 21.5627
5 | 27 | 25.8646
5 | 28 | 28.7088
5 | 29 | 30.9332
5 | 30 | 32.0388
5 | 31 | 36.2148
5 | 32 | 36.3118
5 | 33 | 35.1688
5 | 34 | 35.7206
5 | 35 | 35.1809
5 | 36 | 34.106
5 | 37 | 31.0356
5 | 38 | 31.6099
5 | 39 | 30.3698
5 | 40 | 30.0512
5 | 41 | 28.0852
5 | 42 | 26.1515
5 | 43 | 23.8018
5 | 44 | 22.1371
5 | 45 | 22.6324
5 | 46 | 21.501
5 | 47 | 21.8627
5 | 48 | 23.3667
5 | 49 | 23.5955
5 | 50 | 25.129
5 | 51 | 26.262
5 | 52 | 26.7084
5 | 53 | 24.1364
5 | 54 | 24.9322
5 | 55 | 26.08
5 | 56 | 24.954
5 | 57 | 25.4491
5 | 58 | 25.2233
5 | 59 | 24.6464
5 | 60 | 25.3078
5 | 61 | 24.3942
5 | 62 | 24.7561
5 | 63 | 24.5958
5 | 64 | 25.5524
5 | 65 | 24.8598
5 | 66 | 26.4322
5 | 67 | 26.9674
5 | 68 | 25.09
5 | 69 | 26.634
5 | 70 | 30.2582
5 | 71 | 29.7766
5 | 72 | 36.7972
5 | 73 | 39.3475
5 | 74 | 38.5724
5 | 75 | 42.8262
5 | 76 | 42.2763
5 | 77 | 44.5123
5 | 78 | 43.5882
5 | 79 | 44.6506
5 | 80 | 44.5343
5 | 81 | 44.6071
5 | 82 | 41.9728
5 | 83 | 44.0949
5 | 84 | 38.9992
5 | 85 | 39.7578
5 | 86 | 37.1363
5 | 87 | 34.9854
5 | 88 | 32.5891
5 | 89 | 32.8813
5 | 90 | 31.1198
5 | 91 | 29.8039
5 | 92 | 27.5347
5 | 93 | 27.3679
5 | 94 | 25.5988
5 | 95 | 23.8046
5 | 96 | 21.6966
5 | 97 | 8.1708
5 | 98 | 7.4361
5 | 99 | 7.4955
5 | 100 | 8.0392
5 | 101 | 6.3309
5 | 102 | 6.8412
5 | 103 | 6.1637
5 | 104 | 5.352
5 | 105 | 5.3811
5 | 106 | 4.7055
5 | 107 | 6.5615
5 | 108 | 4.6128
5 | 109 | 4.604
5 | 110 | 6.0039
5 | 111 | 6.1023
5 | 112 | 5.1088
5 | 113 | 5.0477
5 | 114 | 5.3944
5 | 115 | 5.4817
5 | 116 | 5.2544
5 | 117 | 7.2397
5 | 118 | 7.4078
5 | 119 | 8.747
5 | 120 | 9.8685
5 | 121 | 9.9054
5 | 122 | 11.5753
5 | 123 | 13.8188
5 | 124 | 14.0291
5 | 125 | 15.5683
5 | 126 | 16.4838
5 | 127 | 17.497
5 | 128 | 19.4927
5 | 129 | 19.3048
5 | 130 | 19.1292
5 | 131 | 19.2788
5 | 132 | 17.5136
5 | 133 | 15.5447
5 | 134 | 16.5375
5 | 135 | 15.1383
5 | 136 | 14.6016
5 | 137 | 13.8751
5 | 138 | 13.7663
5 | 139 | 13.3506
5 | 140 | 11.6135
5 | 141 | 11.6397
5 | 142 | 11.3927
5 | 143 | 11.3543
5 | 144 | 12.4897
5 | 145 | 13.4288
5 | 146 | 13.5364
5 | 147 | 12.6145
5 | 148 | 14.0037
5 | 149 | 13.2446
5 | 150 | 13.9007
5 | 151 | 12.9013
5 | 152 | 12.3144
5 | 153 | 12.7529
5 | 154 | 14.7523
5 | 155 | 12.9658
5 | 156 | 13.2136
5 | 157 | 11.2618
5 | 158 | 13.572
5 | 159 | 12.0831
5 | 160 | 13.1421
5 | 161 | 11.6993
5 | 162 | 12.5439
5 | 163 | 13.3566
5 | 164 | 15.486
5 | 165 | 14.7137
5 | 166 | 15.8908
5 | 167 | 19.2112
5 | 168 | 19.7537
5 | 169 | 19.9232
5 | 170 | 22.4501
5 | 171 | 22.1889
5 | 172 | 22.3776
5 | 173 | 23.6679
5 | 174 | 23.6413
5 | 175 | 24.3089
5 | 176 | 22.2239
5 | 177 | 23.7295
5 | 178 | 22.127
5 | 179 | 22.7211
5 | 180 | 21.1341
5 | 181 | 18.6424
5 | 182 | 19.7078
5 | 183 | 19.796
5 | 184 | 16.5936
5 | 185 | 14.8666
5 | 186 | 15.9993
5 | 187 | 15.4912
5 | 188 | 16.3363
5 | 189 | 12.564
5 | 190 | 12.6213
5 | 191 | 11.1833
5 | 192 | 11.1463
5 | 193 | 4.6075
5 | 194 | 3.3542
5 | 195 | 4.4637
5 | 196 | 2.5721
5 | 197 | 3.1251
5 | 198 | 3.7998
5 | 199 | 3.4402
5 | 200 | 2.5332
5 | 201 | 5.1376
5 | 202 | 4.1048
5 | 203 | 2.7239
5 | 204 | 4.6251
5 | 205 | 3.6664
5 | 206 | 4.8268
5 | 207 | 4.2333
5 | 208 | 5.2922
5 | 209 | 5.4029
5 | 210 | 6.434
5 | 211 | 6.2213
5 | 212 | 6.2705
5 | 213 | 5.6576
5 | 214 | 6.9304
5 | 215 | 8.5231
5 | 216 | 10.7497
5 | 217 | 10.6758
5 | 218 | 13.6833
5 | 219 | 13.0816
5 | 220 | 13.7306
5 | 221 | 12.6797
5 | 222 | 14.8858
5 | 223 | 12.5068
5 | 224 | 11.2496
5 | 225 | 11.5338
5 | 226 | 11.9593
5 | 227 | 13.2581
5 | 228 | 10.1164
5 | 229 | 12.4077
5 | 230 | 8.1077
5 | 231 | 9.0396
5 | 232 | 8.5624
5 | 233 | 7.3646
5 | 234 | 7.8613
5 | 235 | 8.6357
5 | 236 | 9.8607
5 | 237 | 10.66
5 | 238 | 11.7356
5 | 239 | 9.4878
5 | 240 | 8.9574
5 | 241 | 10.1183
5 | 242 | 8.7233
5 | 243 | 8.7292
5 | 244 | 9.6853
5 | 245 | 10.086
5 | 246 | 10.5211
5 | 247 | 7.6339
5 | 248 | 9.6296
5 | 249 | 10.1939
5 | 250 | 8.8695
5 | 251 | 8.3701
5 | 252 | 9.1967
5 | 253 | 9.4838
5 | 254 | 11.4656
5 | 255 | 10.6822
5 | 256 | 10.9167
5 | 257 | 10.1939
5 | 258 | 10.2794
5 | 259 | 11.3501
5 | 260 | 12.971
5 | 261 | 15.4959
5 | 262 | 16.0105
5 | 263 | 16.0754
5 | 264 | 17.6307
5 | 265 | 16.2648
5 | 266 | 17.235
5 | 267 | 17.788
5 | 268 | 16.5288
5 | 269 | 17.4027
5 | 270 | 15.9295
5 | 271 | 16.8448
5 | 272 | 14.7949
5 | 273 | 15.0767
5 | 274 | 13.0475
5 | 275 | 13.9496
5 | 276 | 11.3078
5 | 277 | 11.7245
5 | 278 | 10.6579
5 | 279 | 9.818
5 | 280 | 10.2727
5 | 281 | 10.8442
5 | 282 | 7.9268
5 | 283 | 9.2214
5 | 284 | 7.76
5 | 285 | 8.1666
5 | 286 | 5.2987
5 | 287 | 6.0451
5 | 288 | 4.4557
5 | 289 | 7.4257
5 | 290 | 4.8635
5 | 291 | 6.2402
5 | 292 | 4.586
5 | 293 | 4.2619
5 | 294 | 5.151
5 | 295 | 4.5214
5 | 296 | 4.0373
5 | 297 | 3.2892
5 | 298 | 3.3328
5 | 299 | 4.3158
5 | 300 | 3.1956
5 | 301 | 3.5857
5 | 302 | 3.932
5 | 303 | 3.8251
5 | 304 | 4.9042
5 | 305 | 6.0295
5 | 306 | 5.8961
5 | 307 | 5.267
5 | 308 | 6.9032
5 | 309 | 9.738
5 | 310 | 10.4125
5 | 311 | 12.4614
5 | 312 | 13.176
5 | 313 | 16.19
5 | 314 | 18.9368
5 | 315 | 21.0784
5 | 316 | 23.9606
5 | 317 | 27.0084
5 | 318 | 26.8631
5 | 319 | 27.5034
5 | 320 | 27.9264
5 | 321 | 26.152
5 | 322 | 25.5757
5 | 323 | 24.4907
5 | 324 | 23.0349
5 | 325 | 21.9426
5 | 326 | 20.8141
5 | 327 | 18.4452
5 | 328 | 17.8753
5 | 329 | 16.2054
5 | 330 | 15.8868
5 | 331 | 14.8952
5 | 332 | 14.3776
5 | 333 | 14.7941
5 | 334 | 15.1523
5 | 335 | 15.5077
5 | 336 | 17.9162
5 | 337 | 17.2232
5 | 338 | 17.5117
5 | 339 | 17.4695
5 | 340 | 16.7291
5 | 341 | 16.5799
5 | 342 | 18.1068
5 | 343 | 17.3772
5 | 344 | 16.698
5 | 345 | 16.6473
5 | 346 | 17.6072
5 | 347 | 17.2507
5 | 348 | 17.8097
5 | 349 | 16.4725
5 | 350 | 16.8207
5 | 351 | 17.7678
5 | 352 | 18.3798
5 | 353 | 17.5556
5 | 354 | 18.598
5 | 355 | 19.6223
5 | 356 | 21.3736
5 | 357 | 23.0906
5 | 358 | 26.162
5 | 359 | 30.0588
5 | 360 | 31.8843
5 | 361 | 33.014
5 | 362 | 33.0606
5 | 363 | 35.0973
5 | 364 | 35.2421
5 | 365 | 35.1605
5 | 366 | 34.9141
5 | 367 | 35.2012
5 | 368 | 33.4069
5 | 369 | 31.9006
5 | 370 | 31.5357
5 | 371 | 30.2866
5 | 372 | 28.7659
5 | 373 | 27.076
5 | 374 | 25.7993
5 | 375 | 23.988
5 | 376 | 21.5474
5 | 377 | 20.8692
5 | 378 | 19.753
5 | 379 | 18.4985
5 | 380 | 17.3001
5 | 381 | 14.9875
5 | 382 | 12.6397
5 | 383 | 8.6768
5 | 384 | 8.3832
6 | 1 | 15.1388
6 | 2 | 14.9685
6 | 3 | 14.5643
6 | 4 | 16.5255
6 | 5 | 13.0827
6 | 6 | 15.4141
6 | 7 | 14.5547
6 | 8 | 13.8515
6 | 9 | 14.2566
6 | 10 | 14.7
6 | 11 | 16.3077
6 | 12 | 13.7754
6 | 13 | 13.9916
6 | 14 | 14.8311
6 | 15 | 13.6738
6 | 16 | 14.3363
6 | 17 | 17.3292
6 | 18 | 15.778
6 | 19 | 21.0287
6 | 20 | 20.8614
6 | 21 | 23.1669
6 | 22 | 25.6599
6 | 23 | 26.7463
6 | 24 | 28.2257
6 | 25 | 31.4813
6 | 26 | 35.0093
6 | 27 | 36.7628
6 | 28 | 39.6939
6 | 29 | 37.0125
6 | 30 | 38.1473
6 | 31 | 38.3315
6 | 32 | 35.7307
6 | 33 | 35.5315
6 | 34 | 33.6745
6 | 35 | 31.8265
6 | 36 | 31.2867
6 | 37 | 29.7316
6 | 38 | 29.3902
6 | 39 | 25.1284
6 | 40 | 26.7826
6 | 41 | 24.8756
6 | 42 | 26.8729
6 | 43 | 25.7475
6 | 44 | 24.7793
6 | 45 | 25.8184
6 | 46 | 28.591
6 | 47 | 28.9289
6 | 48 | 29.3466
6 | 49 | 27.333
6 | 50 | 29.0664
6 | 51 | 27.2187
6 | 52 | 27.2528
6 | 53 | 28.3039
6 | 54 | 28.1467
6 | 55 | 26.7632
6 | 56 | 28.3422
6 | 57 | 29.7095
6 | 58 | 27.3086
6 | 59 | 26.5837
6 | 60 | 27.8179
6 | 61 | 28.419
6 | 62 | 27.3567
6 | 63 | 29.3113
6 | 64 | 26.8739
6 | 65 | 29.248
6 | 66 | 32.7948
6 | 67 | 33.6022
6 | 68 | 36.8464
6 | 69 | 37.8909
6 | 70 | 42.0228
6 | 71 | 43.222
6 | 72 | 46.9089
6 | 73 | 43.8086
6 | 74 | 46.6362
6 | 75 | 45.9045
6 | 76 | 46.5353
6 | 77 | 46.3998
6 | 78 | 43.006
6 | 79 | 43.2651
6 | 80 | 41.3112
6 | 81 | 41.9554
6 | 82 | 40.9461
6 | 83 | 37.1358
6 | 84 | 34.5942
6 | 85 | 34.4268
6 | 86 | 34.6731
6 | 87 | 30.2641
6 | 88 | 30.6282
6 | 89 | 28.5755
6 | 90 | 26.216
6 | 91 | 26.0604
6 | 92 | 21.5358
6 | 93 | 18.2696
6 | 94 | 17.9631
6 | 95 | 16.8923
6 | 96 | 16.5123
6 | 97 | 6.3339
6 | 98 | 8.3125
6 | 99 | 3.619
6 | 100 | 5.6901
6 | 101 | 5.4137
6 | 102 | 7.4842
6 | 103 | 5.164
6 | 104 | 6.6827
6 | 105 | 4.2403
6 | 106 | 4.7864
6 | 107 | 5.4428
6 | 108 | 5.2421
6 | 109 | 5.9865
6 | 110 | 3.924
6 | 111 | 6.2118
6 | 112 | 6.4694
6 | 113 | 5.1629
6 | 114 | 6.1434
6 | 115 | 6.3885
6 | 116 | 7.2637
6 | 117 | 7.1118
6 | 118 | 9.2941
6 | 119 | 8.944
6 | 120 | 10.1098
6 | 121 | 11.542
6 | 122 | 12.6952
6 | 123 | 14.7022
6 | 124 | 14.5192
6 | 125 | 18.5399
6 | 126 | 18.4614
6 | 127 | 18.1565
6 | 128 | 19.7255
6 | 129 | 18.8081
6 | 130 | 18.7096
6 | 131 | 17.7502
6 | 132 | 18.4126
6 | 133 | 15.969
6 | 134 | 17.9831
6 | 135 | 14.7776
6 | 136 | 14.1516
6 | 137 | 13.5765
6 | 138 | 13.4426
6 | 139 | 12.1634
6 | 140 | 13.1486
6 | 141 | 10.366
6 | 142 | 12.4418
6 | 143 | 12.185
6 | 144 | 12.518
6 | 145 | 13.7793
6 | 146 | 14.2301
6 | 147 | 12.4331
6 | 148 | 11.5138
6 | 149 | 12.1337
6 | 150 | 12.8232
6 | 151 | 13.6664
6 | 152 | 12.8741
6 | 153 | 13.8846
6 | 154 | 13.1154
6 | 155 | 14.7845
6 | 156 | 12.9817
6 | 157 | 12.2268
6 | 158 | 13.3743
6 | 159 | 12.0028
6 | 160 | 12.0156
6 | 161 | 13.6777
6 | 162 | 11.424
6 | 163 | 14.0296
6 | 164 | 14.5356
6 | 165 | 15.0449
6 | 166 | 17.008
6 | 167 | 19.0133
6 | 168 | 20.0881
6 | 169 | 22.0989
6 | 170 | 22.4044
6 | 171 | 23.6954
6 | 172 | 23.5942
6 | 173 | 25.0233
6 | 174 | 24.1665
6 | 175 | 23.2805
6 | 176 | 22.9085
6 | 177 | 24.0485
6 | 178 | 21.3084
6 | 179 | 21.4668
6 | 180 | 20.9707
6 | 181 | 18.8211
6 | 182 | 19.2814
6 | 183 | 17.0799
6 | 184 | 17.8818
6 | 185 | 16.3489
6 | 186 | 14.5824
6 | 187 | 15.4567
6 | 188 | 13.4395
6 | 189 | 12.9259
6 | 190 | 12.6993
6 | 191 | 10.8837
6 | 192 | 7.2492
6 | 193 | 10.9225
6 | 194 | 8.7023
6 | 195 | 13.3689
6 | 196 | 7.6936
6 | 197 | 8.3195
6 | 198 | 7.9891
6 | 199 | 8.5577
6 | 200 | 9.1474
6 | 201 | 9.341
6 | 202 | 9.1506
6 | 203 | 9.3641
6 | 204 | 8.7358
6 | 205 | 8.7172
6 | 206 | 7.8599
6 | 207 | 6.739
6 | 208 | 7.3995
6 | 209 | 6.6122
6 | 210 | 6.0117
6 | 211 | 8.3299
6 | 212 | 6.4621
6 | 213 | 10.3094
6 | 214 | 9.5051
6 | 215 | 11.1392
6 | 216 | 10.2846
6 | 217 | 10.6156
6 | 218 | 11.9355
6 | 219 | 13.7256
6 | 220 | 14.0201
6 | 221 | 16.6957
6 | 222 | 15.8668
6 | 223 | 15.8284
6 | 224 | 18.2853
6 | 225 | 16.5742
6 | 226 | 20.072
6 | 227 | 17.6838
6 | 228 | 17.0604
6 | 229 | 18.6847
6 | 230 | 17.7038
6 | 231 | 17.3901
6 | 232 | 15.6232
6 | 233 | 15.5828
6 | 234 | 15.7343
6 | 235 | 13.1355
6 | 236 | 13.11
6 | 237 | 11.7841
6 | 238 | 10.1513
6 | 239 | 11.1278
6 | 240 | 13.001
6 | 241 | 13.8857
6 | 242 | 14.3708
6 | 243 | 14.0628
6 | 244 | 13.4979
6 | 245 | 12.3785
6 | 246 | 13.7418
6 | 247 | 13.6639
6 | 248 | 11.5419
6 | 249 | 13.0149
6 | 250 | 12.5499
6 | 251 | 12.6657
6 | 252 | 11.9486
6 | 253 | 14.7477
6 | 254 | 11.9645
6 | 255 | 12.4882
6 | 256 | 11.1345
6 | 257 | 11.5138
6 | 258 | 14.4024
6 | 259 | 14.3406
6 | 260 | 16.0136
6 | 261 | 14.1292
6 | 262 | 12.7789
6 | 263 | 18.8751
6 | 264 | 17.0788
6 | 265 | 17.6725
6 | 266 | 20.1738
6 | 267 | 18.4068
6 | 268 | 19.6978
6 | 269 | 21.341
6 | 270 | 18.6191
6 | 271 | 24.6007
6 | 272 | 18.8739
6 | 273 | 21.5554
6 | 274 | 21.653
6 | 275 | 19.721
6 | 276 | 19.5938
6 | 277 | 18.1943
6 | 278 | 17.2827
6 | 279 | 18.4317
6 | 280 | 17.4381
6 | 281 | 17.4824
6 | 282 | 17.1849
6 | 283 | 17.6073
6 | 284 | 13.541
6 | 285 | 13.1589
6 | 286 | 13.6104
6 | 287 | 10.5382
6 | 288 | 12.7497
6 | 289 | 15.0257
6 | 290 | 13.1218
6 | 291 | 12.9409
6 | 292 | 10.7261
6 | 293 | 13.5629
6 | 294 | 11.5114
6 | 295 | 10.6424
6 | 296 | 10.8998
6 | 297 | 11.7522
6 | 298 | 12.4576
6 | 299 | 12.8077
6 | 300 | 12.5274
6 | 301 | 11.596
6 | 302 | 10.7964
6 | 303 | 13.2177
6 | 304 | 14.8103
6 | 305 | 13.1202
6 | 306 | 13.7766
6 | 307 | 17.1096
6 | 308 | 17.3557
6 | 309 | 17.3271
6 | 310 | 21.6239
6 | 311 | 24.9294
6 | 312 | 25.9858
6 | 313 | 29.7117
6 | 314 | 32.2762
6 | 315 | 32.0058
6 | 316 | 34.5685
6 | 317 | 35.23
6 | 318 | 34.9918
6 | 319 | 35.5058
6 | 320 | 33.3292
6 | 321 | 32.0584
6 | 322 | 32.7056
6 | 323 | 30.4202
6 | 324 | 27.9348
6 | 325 | 28.1849
6 | 326 | 25.7711
6 | 327 | 24.1538
6 | 328 | 23.1707
6 | 329 | 22.4768
6 | 330 | 19.9088
6 | 331 | 24.3685
6 | 332 | 21.1089
6 | 333 | 22.6815
6 | 334 | 25.1576
6 | 335 | 25.3448
6 | 336 | 23.8832
6 | 337 | 23.979
6 | 338 | 25.556
6 | 339 | 23.8564
6 | 340 | 25.8945
6 | 341 | 24.8749
6 | 342 | 24.1482
6 | 343 | 25.28
6 | 344 | 23.6721
6 | 345 | 24.4625
6 | 346 | 25.9888
6 | 347 | 24.3825
6 | 348 | 24.8636
6 | 349 | 24.7943
6 | 350 | 25.377
6 | 351 | 25.0349
6 | 352 | 25.9103
6 | 353 | 26.7975
6 | 354 | 26.4645
6 | 355 | 32.1558
6 | 356 | 32.7087
6 | 357 | 35.8893
6 | 358 | 40.9442
6 | 359 | 41.9229
6 | 360 | 41.6712
6 | 361 | 41.7581
6 | 362 | 41.598
6 | 363 | 44.8105
6 | 364 | 44.6567
6 | 365 | 44.6211
6 | 366 | 40.8956
6 | 367 | 39.5331
6 | 368 | 40.6808
6 | 369 | 38.6569
6 | 370 | 34.3905
6 | 371 | 34.7433
6 | 372 | 32.6083
6 | 373 | 30.6978
6 | 374 | 29.4671
6 | 375 | 29.4097
6 | 376 | 27.3308
6 | 377 | 24.2477
6 | 378 | 26.0475
6 | 379 | 23.2372
6 | 380 | 19.3974
6 | 381 | 17.7428
6 | 382 | 14.7788
6 | 383 | 16.7158
6 | 384 | 14.3016
7 | 1 | 10.518
7 | 2 | 8.4474
7 | 3 | 8.3691
7 | 4 | 6.4128
7 | 5 | 7.6649
7 | 6 | 7.5995
7 | 7 | 4.3812
7 | 8 | 6.496
7 | 9 | 5.6076
7 | 10 | 6.4942
7 | 11 | 5.9846
7 | 12 | 5.7035
7 | 13 | 4.9465
7 | 14 | 3.5654
7 | 15 | 5.4101
7 | 16 | 5.7676
7 | 17 | 6.1825
7 | 18 | 7.6827
7 | 19 | 6.5241
7 | 20 | 6.4214
7 | 21 | 8.1895
7 | 22 | 9.6009
7 | 23 | 10.2172
7 | 24 | 12.5898
7 | 25 | 13.3838
7 | 26 | 16.4799
7 | 27 | 19.7402
7 | 28 | 19.796
7 | 29 | 22.7302
7 | 30 | 26.7352
7 | 31 | 29.2459
7 | 32 | 29.1002
7 | 33 | 30.5672
7 | 34 | 29.238
7 | 35 | 28.3672
7 | 36 | 29.9705
7 | 37 | 27.5722
7 | 38 | 25.4831
7 | 39 | 23.3559
7 | 40 | 23.5
7 | 41 | 20.9965
7 | 42 | 19.3392
7 | 43 | 18.9959
7 | 44 | 17.0665
7 | 45 | 18.4896
7 | 46 | 14.8804
7 | 47 | 14.96
7 | 48 | 15.5219
7 | 49 | 17.4997
7 | 50 | 19.396
7 | 51 | 20.2657
7 | 52 | 19.7199
7 | 53 | 19.6792
7 | 54 | 21.3153
7 | 55 | 19.491
7 | 56 | 19.6936
7 | 57 | 19.9486
7 | 58 | 20.4728
7 | 59 | 18.83
7 | 60 | 21.3016
7 | 61 | 19.3112
7 | 62 | 17.9232
7 | 63 | 17.3075
7 | 64 | 18.7952
7 | 65 | 20.6636
7 | 66 | 21.2306
7 | 67 | 22.1757
7 | 68 | 20.6785
7 | 69 | 20.5318
7 | 70 | 21.4583
7 | 71 | 26.5078
7 | 72 | 29.2605
7 | 73 | 31.7568
7 | 74 | 35.6797
7 | 75 | 35.6403
7 | 76 | 35.5646
7 | 77 | 35.9691
7 | 78 | 37.4374
7 | 79 | 37.8179
7 | 80 | 36.7136
7 | 81 | 37.2083
7 | 82 | 37.7368
7 | 83 | 35.1906
7 | 84 | 34.0968
7 | 85 | 32.0465
7 | 86 | 30.6914
7 | 87 | 28.9843
7 | 88 | 28.1792
7 | 89 | 24.733
7 | 90 | 24.5729
7 | 91 | 23.493
7 | 92 | 21.7311
7 | 93 | 20.3069
7 | 94 | 17.9288
7 | 95 | 17.5159
7 | 96 | 15.2568
7 | 97 | 3.5392
7 | 98 | 2.5156
7 | 99 | 2.6957
7 | 100 | 0.99338
7 | 101 | 1.0842
7 | 102 | 1.4606
7 | 103 | 1.2843
7 | 104 | 0.34152
7 | 105 | 0.78094
7 | 106 | 0.77497
7 | 107 | 0.023572
7 | 108 | 1.1894
7 | 109 | 0.80019
7 | 110 | 0.54199
7 | 111 | 0.20647
7 | 112 | 0.33048
7 | 113 | 0.78173
7 | 114 | 0.53533
7 | 115 | 1.31
7 | 116 | 1.6482
7 | 117 | 1.5421
7 | 118 | 2.3531
7 | 119 | 3.8131
7 | 120 | 4.0902
7 | 121 | 5.007
7 | 122 | 7.1247
7 | 123 | 7.5672
7 | 124 | 9.0085
7 | 125 | 10.2428
7 | 126 | 12.2692
7 | 127 | 13.7159
7 | 128 | 14.5382
7 | 129 | 13.2593
7 | 130 | 13.798
7 | 131 | 13.8389
7 | 132 | 13.8503
7 | 133 | 13.2051
7 | 134 | 11.8777
7 | 135 | 11.0788
7 | 136 | 9.9793
7 | 137 | 9.7059
7 | 138 | 8.7893
7 | 139 | 7.3651
7 | 140 | 7.051
7 | 141 | 6.9956
7 | 142 | 6.3149
7 | 143 | 7.1117
7 | 144 | 5.8644
7 | 145 | 7.4302
7 | 146 | 8.6997
7 | 147 | 8.6837
7 | 148 | 7.8786
7 | 149 | 7.7985
7 | 150 | 8.1138
7 | 151 | 8.2146
7 | 152 | 7.7817
7 | 153 | 7.9986
7 | 154 | 8.0996
7 | 155 | 9.0015
7 | 156 | 7.8612
7 | 157 | 8.1119
7 | 158 | 8.1786
7 | 159 | 7.7858
7 | 160 | 8.5857
7 | 161 | 8.4942
7 | 162 | 8.6606
7 | 163 | 8.6984
7 | 164 | 8.9661
7 | 165 | 9.1663
7 | 166 | 9.7606
7 | 167 | 11.8624
7 | 168 | 13.9625
7 | 169 | 15.634
7 | 170 | 17.4391
7 | 171 | 17.2057
7 | 172 | 17.7108
7 | 173 | 18.7414
7 | 174 | 19.3937
7 | 175 | 19.3018
7 | 176 | 18.8479
7 | 177 | 18.2531
7 | 178 | 18.0877
7 | 179 | 17.0971
7 | 180 | 15.6269
7 | 181 | 16.343
7 | 182 | 15.3465
7 | 183 | 14.0954
7 | 184 | 12.6603
7 | 185 | 11.9117
7 | 186 | 10.7024
7 | 187 | 10.941
7 | 188 | 10.4271
7 | 189 | 8.7484
7 | 190 | 8.691
7 | 191 | 7.8166
7 | 192 | 5.7264
7 | 193 | 8.4443
7 | 194 | 10.1871
7 | 195 | 9.383
7 | 196 | 6.2062
7 | 197 | 6.3784
7 | 198 | 8.3578
7 | 199 | 6.5798
7 | 200 | 6.9086
7 | 201 | 6.5148
7 | 202 | 6.8435
7 | 203 | 8.9789
7 | 204 | 6.8088
7 | 205 | 6.7946
7 | 206 | 6.642
7 | 207 | 7.1138
7 | 208 | 5.4657
7 | 209 | 8.6973
7 | 210 | 7.7483
7 | 211 | 8.7182
7 | 212 | 10.8119
7 | 213 | 9.2945
7 | 214 | 11.1575
7 | 215 | 9.2122
7 | 216 | 11.8639
7 | 217 | 13.2791
7 | 218 | 13.9579
7 | 219 | 15.1618
7 | 220 | 14.953
7 | 221 | 17.4145
7 | 222 | 16.2811
7 | 223 | 15.2258
7 | 224 | 16.0309
7 | 225 | 18.4332
7 | 226 | 16.8184
7 | 227 | 15.63
7 | 228 | 14.3238
7 | 229 | 12.8769
7 | 230 | 10.904
7 | 231 | 12.8022
7 | 232 | 12.8896
7 | 233 | 10.9622
7 | 234 | 11.2884
7 | 235 | 10.6178
7 | 236 | 12.3928
7 | 237 | 12.902
7 | 238 | 12.2809
7 | 239 | 11.7975
7 | 240 | 12.8168
7 | 241 | 13.6924
7 | 242 | 12.8335
7 | 243 | 12.8737
7 | 244 | 13.6994
7 | 245 | 13.0499
7 | 246 | 12.6261
7 | 247 | 12.2749
7 | 248 | 13.7102
7 | 249 | 14.392
7 | 250 | 11.3381
7 | 251 | 11.6958
7 | 252 | 14.7322
7 | 253 | 12.5727
7 | 254 | 11.9166
7 | 255 | 13.587
7 | 256 | 12.3783
7 | 257 | 11.3324
7 | 258 | 12.0575
7 | 259 | 13.7919
7 | 260 | 14.5493
7 | 261 | 15.9236
7 | 262 | 17.0774
7 | 263 | 17.7134
7 | 264 | 18.752
7 | 265 | 20.8943
7 | 266 | 20.6416
7 | 267 | 19.6326
7 | 268 | 17.4202
7 | 269 | 19.9459
7 | 270 | 20.5266
7 | 271 | 20.3577
7 | 272 | 17.279
7 | 273 | 20.6448
7 | 274 | 18.94
7 | 275 | 18.1276
7 | 276 | 16.3233
7 | 277 | 15.0898
7 | 278 | 15.2688
7 | 279 | 15.023
7 | 280 | 14.4992
7 | 281 | 15.9169
7 | 282 | 12.1275
7 | 283 | 12.0176
7 | 284 | 14.0221
7 | 285 | 11.4241
7 | 286 | 6.4132
7 | 287 | 8.035
7 | 288 | 9.6859
7 | 289 | 10.9164
7 | 290 | 11.858
7 | 291 | 12.0469
7 | 292 | 8.8571
7 | 293 | 10.9084
7 | 294 | 10.3122
7 | 295 | 10.6694
7 | 296 | 10.0389
7 | 297 | 10.121
7 | 298 | 9.8375
7 | 299 | 9.1235
7 | 300 | 8.8676
7 | 301 | 8.9995
7 | 302 | 9.3666
7 | 303 | 8.153
7 | 304 | 10.0212
7 | 305 | 11.429
7 | 306 | 9.3658
7 | 307 | 10.3482
7 | 308 | 12.5275
7 | 309 | 15.1067
7 | 310 | 13.8793
7 | 311 | 17.0735
7 | 312 | 20.0495
7 | 313 | 22.5251
7 | 314 | 21.8189
7 | 315 | 25.8763
7 | 316 | 28.2783
7 | 317 | 33.514
7 | 318 | 33.0033
7 | 319 | 31.9579
7 | 320 | 32.1463
7 | 321 | 32.4555
7 | 322 | 31.0479
7 | 323 | 30.9725
7 | 324 | 29.6364
7 | 325 | 27.6072
7 | 326 | 26.2934
7 | 327 | 25.4127
7 | 328 | 25.7052
7 | 329 | 21.8967
7 | 330 | 19.4607
7 | 331 | 20.4923
7 | 332 | 18.5166
7 | 333 | 18.6738
7 | 334 | 20.1647
7 | 335 | 22.6558
7 | 336 | 23.3871
7 | 337 | 23.838
7 | 338 | 21.5727
7 | 339 | 22.3118
7 | 340 | 21.1218
7 | 341 | 24.4121
7 | 342 | 22.6536
7 | 343 | 21.1811
7 | 344 | 23.4648
7 | 345 | 23.2741
7 | 346 | 23.3765
7 | 347 | 24.3674
7 | 348 | 20.1134
7 | 349 | 22.0122
7 | 350 | 23.8326
7 | 351 | 21.7138
7 | 352 | 23.9382
7 | 353 | 25.432
7 | 354 | 23.1862
7 | 355 | 22.819
7 | 356 | 25.3246
7 | 357 | 28.8373
7 | 358 | 32.4917
7 | 359 | 34.9477
7 | 360 | 38.2012
7 | 361 | 37.1753
7 | 362 | 40.8446
7 | 363 | 38.1587
7 | 364 | 40.4018
7 | 365 | 39.2084
7 | 366 | 39.8791
7 | 367 | 39.6109
7 | 368 | 39.7095
7 | 369 | 38.2497
7 | 370 | 36.8785
7 | 371 | 35.5129
7 | 372 | 33.5834
7 | 373 | 31.2091
7 | 374 | 29.8257
7 | 375 | 28.1425
7 | 376 | 26.8955
7 | 377 | 26.6887
7 | 378 | 25.8143
7 | 379 | 23.3179
7 | 380 | 22.412
7 | 381 | 20.6996
7 | 382 | 19.6788
7 | 383 | 13.795
7 | 384 | 12.1331

## gas_demand
vertex | time_period | demand
1 | 1 | 0
1 | 2 | 0
1 | 3 | 0
1 | 4 | 0
1 | 5 | 0
1 | 6 | 0
1 | 7 | 0
1 | 8 | 0
1 | 9 | 0
1 | 10 | 0
1 | 11 | 0
1 | 12 | 0
1 | 13 | 0
1 | 14 | 0
1 | 15 | 0
1 | 16 | 0
1 | 17 | 0
1 | 18 | 0
1 | 19 | 0
1 | 20 | 0
1 | 21 | 0
1 | 22 | 0
1 | 23 | 0
1 | 24 | 0
1 | 25 | 0
1 | 26 | 0
1 | 27 | 0
1 | 28 | 0
1 | 29 | 0
1 | 30 | 0
1 | 31 | 0
1 | 32 | 0
1 | 33 | 0
1 | 34 | 0
1 | 35 | 0
1 | 36 | 0
1 | 37 | 0
1 | 38 | 0
1 | 39 | 0
1 | 40 | 0
1 | 41 | 0
1 | 42 | 0
1 | 43 | 0
1 | 44 | 0
1 | 45 | 0
1 | 46 | 0
1 | 47 | 0
1 | 48 | 0
1 | 49 | 0
1 | 50 | 0
1 | 51 | 0
1 | 52 | 0
1 | 53 | 0
1 | 54 | 0
1 | 55 | 0
1 | 56 | 0
1 | 57 | 0
1 | 58 | 0
1 | 59 | 0
1 | 60 | 0
1 | 61 | 0
1 | 62 | 0
1 | 63 | 0
1 | 64 | 0
1 | 65 | 0
1 | 66 | 0
1 | 67 | 0
1 | 68 | 0
1 | 69 | 0
1 | 70 | 0
1 | 71 | 0
1 | 72 | 0
1 | 73 | 0
1 | 74 | 0
1 | 75 | 0
1 | 76 | 0
1 | 77 | 0
1 | 78 | 0
1 | 79 | 0
1 | 80 | 0
1 | 81 | 0
1 | 82 | 0
1 | 83 | 0
1 | 84 | 0
1 | 85 | 0
1 | 86 | 0
1 | 87 | 0
1 | 88 | 0
1 | 89 | 0
1 | 90 | 0
1 | 91 | 0
1 | 92 | 0
1 | 93 | 0
1 | 94 | 0
1 | 95 | 0
1 | 96 | 0
1 | 97 | 0
1 | 98 | 0
1 | 99 | 0
1 | 100 | 0
1 | 101 | 0
1 | 102 | 0
1 | 103 | 0
1 | 104 | 0
1 | 105 | 0
1 | 106 | 0
1 | 107 | 0
1 | 108 | 0
1 | 109 | 0
1 | 110 | 0
1 | 111 | 0
1 | 112 | 0
1 | 113 | 0
1 | 114 | 0
1 | 115 | 0
1 | 116 | 0
1 | 117 | 0
1 | 118 | 0
1 | 119 | 0
1 | 120 | 0
1 | 121 | 0
1 | 122 | 0
1 | 123 | 0
1 | 124 | 0
1 | 125 | 0
1 | 126 | 0
1 | 127 | 0
1 | 128 | 0
1 | 129 | 0
1 | 130 | 0
1 | 131 | 0
1 | 132 | 0
1 | 133 | 0
1 | 134 | 0
1 | 135 | 0
1 | 136 | 0
1 | 137 | 0
1 | 138 | 0
1 | 139 | 0
1 | 140 | 0
1 | 141 | 0
1 | 142 | 0
1 | 143 | 0
1 | 144 | 0
1 | 145 | 0
1 | 146 | 0
1 | 147 | 0
1 | 148 | 0
1 | 149 | 0
1 | 150 | 0
1 | 151 | 0
1 | 152 | 0
1 | 153 | 0
1 | 154 | 0
1 | 155 | 0
1 | 156 | 0
1 | 157 | 0
1 | 158 | 0
1 | 159 | 0
1 | 160 | 0
1 | 161 | 0
1 | 162 | 0
1 | 163 | 0
1 | 164 | 0
1 | 165 | 0
1 | 166 | 0
1 | 167 | 0
1 | 168 | 0
1 | 169 | 0
1 | 170 | 0
1 | 171 | 0
1 | 172 | 0
1 | 173 | 0
1 | 174 | 0
1 | 175 | 0
1 | 176 | 0
1 | 177 | 0
1 | 178 | 0
1 | 179 | 0
1 | 180 | 0
1 | 181 | 0
1 | 182 | 0
1 | 183 | 0
1 | 184 | 0
1 | 185 | 0
1 | 186 | 0
1 | 187 | 0
1 | 188 | 0
1 | 189 | 0
1 | 190 | 0
1 | 191 | 0
1 | 192 | 0
1 | 193 | 0
1 | 194 | 0
1 | 195 | 0
1 | 196 | 0
1 | 197 | 0
1 | 198 | 0
1 | 199 | 0
1 | 200 | 0
1 | 201 | 0
1 | 202 | 0
1 | 203 | 0
1 | 204 | 0
1 | 205 | 0
1 | 206 | 0
1 | 207 | 0
1 | 208 | 0
1 | 209 | 0
1 | 210 | 0
1 | 211 | 0
1 | 212 | 0
1 | 213 | 0
1 | 214 | 0
1 | 215 | 0
1 | 216 | 0
1 | 217 | 0
1 | 218 | 0
1 | 219 | 0
1 | 220 | 0
1 | 221 | 0
1 | 222 | 0
1 | 223 | 0
1 | 224 | 0
1 | 225 | 0
1 | 226 | 0
1 | 227 | 0
1 | 228 | 0
1 | 229 | 0
1 | 230 | 0
1 | 231 | 0
1 | 232 | 0
1 | 233 | 0
1 | 234 | 0
1 | 235 | 0
1 | 236 | 0
1 | 237 | 0
1 | 238 | 0
1 | 239 | 0
1 | 240 | 0
1 | 241 | 0
1 | 242 | 0
1 | 243 | 0
1 | 244 | 0
1 | 245 | 0
1 | 246 | 0
1 | 247 | 0
1 | 248 | 0
1 | 249 | 0
1 | 250 | 0
1 | 251 | 0
1 | 252 | 0
1 | 253 | 0
1 | 254 | 0
1 | 255 | 0
1 | 256 | 0
1 | 257 | 0
1 | 258 | 0
1 | 259 | 0
1 | 260 | 0
1 | 261 | 0
1 | 262 | 0
1 | 263 | 0
1 | 264 | 0
1 | 265 | 0
1 | 266 | 0
1 | 267 | 0
1 | 268 | 0
1 | 269 | 0
1 | 270 | 0
1 | 271 | 0
1 | 272 | 0
1 | 273 | 0
1 | 274 | 0
1 | 275 | 0
1 | 276 | 0
1 | 277 | 0
1 | 278 | 0
1 | 279 | 0
1 | 280 | 0
1 | 281 | 0
1 | 282 | 0
1 | 283 | 0
1 | 284 | 0
1 | 285 | 0
1 | 286 | 0
1 | 287 | 0
1 | 288 | 0
1 | 289 | 0
1 | 290 | 0
1 | 291 | 0
1 | 292 | 0
1 | 293 | 0
1 | 294 | 0
1 | 295 | 0
1 | 296 | 0
1 | 297 | 0
1 | 298 | 0
1 | 299 | 0
1 | 300 | 0
1 | 301 | 0
1 | 302 | 0
1 | 303 | 0
1 | 304 | 0
1 | 305 | 0
1 | 306 | 0
1 | 307 | 0
1 | 308 | 0
1 | 309 | 0
1 | 310 | 0
1 | 311 | 0
1 | 312 | 0
1 | 313 | 0
1 | 314 | 0
1 | 315 | 0
1 | 316 | 0
1 | 317 | 0
1 | 318 | 0
1 | 319 | 0
1 | 320 | 0
1 | 321 | 0
1 | 322 | 0
1 | 323 | 0
1 | 324 | 0
1 | 325 | 0
1 | 326 | 0
1 | 327 | 0
1 | 328 | 0
1 | 329 | 0
1 | 330 | 0
1 | 331 | 0
1 | 332 | 0
1 | 333 | 0
1 | 334 | 0
1 | 335 | 0
1 | 336 | 0
1 | 337 | 0
1 | 338 | 0
1 | 339 | 0
1 | 340 | 0
1 | 341 | 0
1 | 342 | 0
1 | 343 | 0
1 | 344 | 0
1 | 345 | 0
1 | 346 | 0
1 | 347 | 0
1 | 348 | 0
1 | 349 | 0
1 | 350 | 0
1 | 351 | 0
1 | 352 | 0
1 | 353 | 0
1 | 354 | 0
1 | 355 | 0
1 | 356 | 0
1 | 357 | 0
1 | 358 | 0
1 | 359 | 0
1 | 360 | 0
1 | 361 | 0
1 | 362 | 0
1 | 363 | 0
1 | 364 | 0
1 | 365 | 0
1 | 366 | 0
1 | 367 | 0
1 | 368 | 0
1 | 369 | 0
1 | 370 | 0
1 | 371 | 0
1 | 372 | 0
1 | 373 | 0
1 | 374 | 0
1 | 375 | 0
1 | 376 | 0
1 | 377 | 0
1 | 378 | 0
1 | 379 | 0
1 | 380 | 0
1 | 381 | 0
1 | 382 | 0
1 | 383 | 0
1 | 384 | 0
2 | 1 | 625.0833
2 | 2 | 530.5836
2 | 3 | 497.9495
2 | 4 | 631.1315
2 | 5 | 565.6359
2 | 6 | 557.5324
2 | 7 | 549.8835
2 | 8 | 566.8716
2 | 9 | 637.2926
2 | 10 | 577.0463
2 | 11 | 496.2061
2 | 12 | 588.2318
2 | 13 | 580.0558
2 | 14 | 507.1447
2 | 15 | 603.7733
2 | 16 | 638.4976
2 | 17 | 730.6834
2 | 18 | 636.8126
2 | 19 | 639.059
2 | 20 | 586.2926
2 | 21 | 527.0338
2 | 22 | 524.8635
2 | 23 | 586.6091
2 | 24 | 592.9737
2 | 25 | 456.7385
2 | 26 | 688.7578
2 | 27 | 653.004
2 | 28 | 614.2137
2 | 29 | 702.618
2 | 30 | 617.8056
2 | 31 | 624.1055
2 | 32 | 573.0891
2 | 33 | 554.6228
2 | 34 | 641.185
2 | 35 | 614.0413
2 | 36 | 478.6039
2 | 37 | 562.2355
2 | 38 | 507.1935
2 | 39 | 540.4773
2 | 40 | 518.7852
2 | 41 | 484.0608
2 | 42 | 558.2103
2 | 43 | 541.0311
2 | 44 | 524.3652
2 | 45 | 527.4008
2 | 46 | 646.1499
2 | 47 | 585.4727
2 | 48 | 535.9955
2 | 49 | 623.0628
2 | 50 | 585.5552
2 | 51 | 577.7275
2 | 52 | 595.0881
2 | 53 | 548.4015
2 | 54 | 543.249
2 | 55 | 538.3636
2 | 56 | 515.9807
2 | 57 | 604.5848
2 | 58 | 559.3164
2 | 59 | 486.7623
2 | 60 | 566.9039
2 | 61 | 578.6486
2 | 62 | 557.9122
2 | 63 | 525.5187
2 | 64 | 539.4434
2 | 65 | 599.8342
2 | 66 | 574.7655
2 | 67 | 493.1672
2 | 68 | 636.2053
2 | 69 | 531.2321
2 | 70 | 539.191
2 | 71 | 553.1181
2 | 72 | 566.4582
2 | 73 | 454.2116
2 | 74 | 614.667
2 | 75 | 595.3921
2 | 76 | 516.2487
2 | 77 | 560.3789
2 | 78 | 691.4548
2 | 79 | 472.7204
2 | 80 | 564.9355
2 | 81 | 520.0456
2 | 82 | 659.2075
2 | 83 | 574.4868
2 | 84 | 560.3047
2 | 85 | 612.8479
2 | 86 | 630.0844
2 | 87 | 571.3524
2 | 88 | 497.1963
2 | 89 | 524.7157
2 | 90 | 562.28
2 | 91 | 452.9761
2 | 92 | 578.1107
2 | 93 | 557.0264
2 | 94 | 548.1838
2 | 95 | 541.5096
2 | 96 | 520.327
2 | 97 | 830.4108
2 | 98 | 713.3431
2 | 99 | 803.1796
2 | 100 | 752.6727
2 | 101 | 745.958
2 | 102 | 705.469
2 | 103 | 806.0534
2 | 104 | 791.7772
2 | 105 | 759.5902
2 | 106 | 731.5169
2 | 107 | 761.6104
2 | 108 | 809.0293
2 | 109 | 797.5949
2 | 110 | 733.2493
2 | 111 | 802.1575
2 | 112 | 744.3664
2 | 113 | 727.2424
2 | 114 | 792.1016
2 | 115 | 757.9022
2 | 116 | 834.1168
2 | 117 | 743.848
2 | 118 | 765.4369
2 | 119 | 808.6935
2 | 120 | 745.0167
2 | 121 | 765.1518
2 | 122 | 759.8476
2 | 123 | 813.4537
2 | 124 | 796.8553
2 | 125 | 600.9463
2 | 126 | 746.1234
2 | 127 | 758.028
2 | 128 | 666.0364
2 | 129 | 807.896
2 | 130 | 769.4277
2 | 131 | 737.1598
2 | 132 | 773.0758
2 | 133 | 778.2075
2 | 134 | 790.8983
2 | 135 | 751.6513
2 | 136 | 798.379
2 | 137 | 758.1562
2 | 138 | 820.0133
2 | 139 | 740.6837
2 | 140 | 759.0691
2 | 141 | 756.7237
2 | 142 | 809.2593
2 | 143 | 749.5452
2 | 144 | 799.8379
2 | 145 | 743.7303
2 | 146 | 852.8526
2 | 147 | 869.4867
2 | 148 | 790.0256
2 | 149 | 811.2339
2 | 150 | 694.7208
2 | 151 | 807.1856
2 | 152 | 846.0232
2 | 153 | 812.5983
2 | 154 | 729.7444
2 | 155 | 745.4453
2 | 156 | 702.2596
2 | 157 | 740.6208
2 | 158 | 827.2896
2 | 159 | 702.0236
2 | 160 | 683.7613
2 | 161 | 866.7843
2 | 162 | 892.0195
2 | 163 | 749.2708
2 | 164 | 782.1661
2 | 165 | 733.847
2 | 166 | 844.7026
2 | 167 | 772.6062
2 | 168 | 757.8785
2 | 169 | 699.9351
2 | 170 | 786.5333
2 | 171 | 801.6165
2 | 172 | 769.2869
2 | 173 | 793.4994
2 | 174 | 771.6709
2 | 175 | 720.5285
2 | 176 | 808.6548
2 | 177 | 777.7189
2 | 178 | 762.872
2 | 179 | 754.0248
2 | 180 | 694.5081
2 | 181 | 731.8467
2 | 182 | 806.8429
2 | 183 | 755.6551
2 | 184 | 791.1929
2 | 185 | 813.3139
2 | 186 | 815.3778
2 | 187 | 790.2758
2 | 188 | 813.4321
2 | 189 | 723.8661
2 | 190 | 728.768
2 | 191 | 806.8622
2 | 192 | 723.0942
2 | 193 | 766.2739
2 | 194 | 656.587
2 | 195 | 633.457
2 | 196 | 602.4864
2 | 197 | 711.567
2 | 198 | 762.0208
2 | 199 | 624.6334
2 | 200 | 669.5426
2 | 201 | 632.4193
2 | 202 | 579.6815
2 | 203 | 821.7337
2 | 204 | 649.6693
2 | 205 | 647.7075
2 | 206 | 689.527
2 | 207 | 590.593
2 | 208 | 646.4563
2 | 209 | 634.7723
2 | 210 | 802.2293
2 | 211 | 639.5742
2 | 212 | 687.3297
2 | 213 | 663.0104
2 | 214 | 812.4356
2 | 215 | 863.0132
2 | 216 | 607.8193
2 | 217 | 885.4633
2 | 218 | 630.5236
2 | 219 | 824.7809
2 | 220 | 763.0143
2 | 221 | 577.3135
2 | 222 | 718.8768
2 | 223 | 697.3548
2 | 224 | 633.5568
2 | 225 | 670.9141
2 | 226 | 691.4959
2 | 227 | 648.0734
2 | 228 | 632.4964
2 | 229 | 840.0393
2 | 230 | 599.5003
2 | 231 | 654.0934
2 | 232 | 814.8986
2 | 233 | 634.3566
2 | 234 | 675.2284
2 | 235 | 741.2293
2 | 236 | 710.7516
2 | 237 | 715.6306
2 | 238 | 659.546
2 | 239 | 712.7946
2 | 240 | 648.7327
2 | 241 | 608.1055
2 | 242 | 639.2989
2 | 243 | 665.3865
2 | 244 | 811.4665
2 | 245 | 706.5307
2 | 246 | 733.2289
2 | 247 | 607.9622
2 | 248 | 778.9516
2 | 249 | 714.5676
2 | 250 | 647.3127
2 | 251 | 639.1855
2 | 252 | 674.8428
2 | 253 | 638.9877
2 | 254 | 572.4483
2 | 255 | 715.2297
2 | 256 | 595.494
2 | 257 | 609.1783
2 | 258 | 714.9871
2 | 259 | 669.9213
2 | 260 | 594.6232
2 | 261 | 709.3706
2 | 262 | 658.1176
2 | 263 | 641.8365
2 | 264 | 785.3786
2 | 265 | 638.2766
2 | 266 | 747.9513
2 | 267 | 638.364
2 | 268 | 665.5312
2 | 269 | 686.2051
2 | 270 | 726.0182
2 | 271 | 625.0372
2 | 272 | 609.3436
2 | 273 | 646.6241
2 | 274 | 681.7227
2 | 275 | 562.4312
2 | 276 | 675.6606
2 | 277 | 699.1855
2 | 278 | 719.5047
2 | 279 | 686.0526
2 | 280 | 828.5884
2 | 281 | 601.5118
2 | 282 | 752.7505
2 | 283 | 702.4893
2 | 284 | 747.9681
2 | 285 | 656.7546
2 | 286 | 794.4579
2 | 287 | 665.6354
2 | 288 | 730.7976
2 | 289 | 535.3791
2 | 290 | 534.0587
2 | 291 | 505.7597
2 | 292 | 632.6621
2 | 293 | 531.7292
2 | 294 | 585.3413
2 | 295 | 502.5485
2 | 296 | 581.1488
2 | 297 | 574.9255
2 | 298 | 513.5789
2 | 299 | 586.7907
2 | 300 | 556.9919
2 | 301 | 557.8997
2 | 302 | 552.9736
2 | 303 | 574.2773
2 | 304 | 489.3497
2 | 305 | 523.5712
2 | 306 | 517.2433
2 | 307 | 572.543
2 | 308 | 542.031
2 | 309 | 598.1304
2 | 310 | 623.8477
2 | 311 | 516.8879
2 | 312 | 519.3175
2 | 313 | 611.7344
2 | 314 | 581.1798
2 | 315 | 569.9845
2 | 316 | 584.0261
2 | 317 | 518.3574
2 | 318 | 544.6873
2 | 319 | 501.0544
2 | 320 | 597.5872
2 | 321 | 557.0137
2 | 322 | 554.771
2 | 323 | 566.6295
2 | 324 | 547.9779
2 | 325 | 533.6001
2 | 326 | 513.669
2 | 327 | 564.306
2 | 328 | 583.5576
2 | 329 | 531.7475
2 | 330 | 565.0877
2 | 331 | 495.3288
2 | 332 | 559.1062
2 | 333 | 593.7899
2 | 334 | 484.7366
2 | 335 | 489.6085
2 | 336 | 571.2614
2 | 337 | 544.1118
2 | 338 | 545.8728
2 | 339 | 578.0865
2 | 340 | 504.7586
2 | 341 | 552.316
2 | 342 | 587.1904
2 | 343 | 636.7726
2 | 344 | 577.167
2 | 345 | 571.8664
2 | 346 | 558.7629
2 | 347 | 509.4994
2 | 348 | 587.8014
2 | 349 | 558.7115
2 | 350 | 571.4305
2 | 351 | 532.5413
2 | 352 | 580.7676
2 | 353 | 621.5291
2 | 354 | 574.3502
2 | 355 | 591.301
2 | 356 | 582.0975
2 | 357 | 606.8672
2 | 358 | 581.4982
2 | 359 | 656.7382
2 | 360 | 540.6779
2 | 361 | 546.333
2 | 362 | 483.8324
2 | 363 | 543.3195
2 | 364 | 489.1809
2 | 365 | 455.4337
2 | 366 | 563.9593
2 | 367 | 512.0039
2 | 368 | 578.1724
2 | 369 | 503.9505
2 | 370 | 516.3927
2 | 371 | 493.7788
2 | 372 | 558.6818
2 | 373 | 619.3188
2 | 374 | 454.0417
2 | 375 | 591.4523
2 | 376 | 511.892
2 | 377 | 639.0085
2 | 378 | 545.2709
2 | 379 | 665.6311
2 | 380 | 508.5557
2 | 381 | 492.7571
2 | 382 | 536.5927
2 | 383 | 536.7797
2 | 384 | 616.9856

## solar_generation
vertex | time_period | scenario | generation
8 | 1 | 1 | 0
8 | 2 | 1 | 0
8 | 3 | 1 | 0
8 | 4 | 1 | 0
8 | 5 | 1 | 0
8 | 6 | 1 | 0
8 | 7 | 1 | 0
8 | 8 | 1 | 0
8 | 9 | 1 | 0
8 | 10 | 1 | 0
8 | 11 | 1 | 0
8 | 12 | 1 | 0
8 | 13 | 1 | 0
8 | 14 | 1 | 0
8 | 15 | 1 | 0
8 | 16 | 1 | 0
8 | 17 | 1 | 0
8 | 18 | 1 | 0
8 | 19 | 1 | 0
8 | 20 | 1 | 0
8 | 21 | 1 | 0
8 | 22 | 1 | 0
8 | 23 | 1 | 0
8 | 24 | 1 | 0
8 | 25 | 1 | 0
8 | 26 | 1 | 0
8 | 27 | 1 | 0
8 | 28 | 1 | 0
8 | 29 | 1 | 0
8 | 30 | 1 | 0
8 | 31 | 1 | 0
8 | 32 | 1 | 0
8 | 33 | 1 | 0
8 | 34 | 1 | 0
8 | 35 | 1 | 0
8 | 36 | 1 | 0
8 | 37 | 1 | 0.011011
8 | 38 | 1 | 0.038909
8 | 39 | 1 | 0.091144
8 | 40 | 1 | 0.077965
8 | 41 | 1 | 0.14865
8 | 42 | 1 | 0.16443
8 | 43 | 1 | 0.23101
8 | 44 | 1 | 0.2628
8 | 45 | 1 | 0.38544
8 | 46 | 1 | 0.18468
8 | 47 | 1 | 0.35337
8 | 48 | 1 | 0.35719
8 | 49 | 1 | 0.37313
8 | 50 | 1 | 0.40532
8 | 51 | 1 | 0.4397
8 | 52 | 1 | 0.32628
8 | 53 | 1 | 0.48091
8 | 54 | 1 | 0.48712
8 | 55 | 1 | 0.43942
8 | 56 | 1 | 0.45669
8 | 57 | 1 | 0.33121
8 | 58 | 1 | 0.31221
8 | 59 | 1 | 0.33977
8 | 60 | 1 | 0.30033
8 | 61 | 1 | 0.32309
8 | 62 | 1 | 0.33485
8 | 63 | 1 | 0.30413
8 | 64 | 1 | 0.19802
8 | 65 | 1 | 0.23954
8 | 66 | 1 | 0.19517
8 | 67 | 1 | 0.16306
8 | 68 | 1 | 0.16489
8 | 69 | 1 | 0.10664
8 | 70 | 1 | 0.090892
8 | 71 | 1 | 0.060146
8 | 72 | 1 | 0.013434
8 | 73 | 1 | 0
8 | 74 | 1 | 0
8 | 75 | 1 | 0
8 | 76 | 1 | 0
8 | 77 | 1 | 0
8 | 78 | 1 | 0
8 | 79 | 1 | 0
8 | 80 | 1 | 0
8 | 81 | 1 | 0
8 | 82 | 1 | 0
8 | 83 | 1 | 0
8 | 84 | 1 | 0
8 | 85 | 1 | 0
8 | 86 | 1 | 0
8 | 87 | 1 | 0
8 | 88 | 1 | 0
8 | 89 | 1 | 0
8 | 90 | 1 | 0
8 | 91 | 1 | 0
8 | 92 | 1 | 0
8 | 93 | 1 | 0
8 | 94 | 1 | 0
8 | 95 | 1 | 0
8 | 96 | 1 | 0
8 | 97 | 1 | 0
8 | 98 | 1 | 0
8 | 99 | 1 | 0
8 | 100 | 1 | 0
8 | 101 | 1 | 0
8 | 102 | 1 | 0
8 | 103 | 1 | 0
8 | 104 | 1 | 0
8 | 105 | 1 | 0
8 | 106 | 1 | 0
8 | 107 | 1 | 0
8 | 108 | 1 | 0
8 | 109 | 1 | 0
8 | 110 | 1 | 0
8 | 111 | 1 | 0
8 | 112 | 1 | 0
8 | 113 | 1 | 0
8 | 114 | 1 | 0
8 | 115 | 1 | 0
8 | 116 | 1 | 0
8 | 117 | 1 | 0
8 | 118 | 1 | 0
8 | 119 | 1 | 0
8 | 120 | 1 | 0
8 | 121 | 1 | 0
8 | 122 | 1 | 0
8 | 123 | 1 | 0
8 | 124 | 1 | 0
8 | 125 | 1 | 0.017397
8 | 126 | 1 | 0.067698
8 | 127 | 1 | 0.11606
8 | 128 | 1 | 0.23126
8 | 129 | 1 | 0.21378
8 | 130 | 1 | 0.17441
8 | 131 | 1 | 0.30376
8 | 132 | 1 | 0.36367
8 | 133 | 1 | 0.39078
8 | 134 | 1 | 0.37005
8 | 135 | 1 | 0.47914
8 | 136 | 1 | 0.37973
8 | 137 | 1 | 0.60439
8 | 138 | 1 | 0.60847
8 | 139 | 1 | 0.69776
8 | 140 | 1 | 0.52262
8 | 141 | 1 | 0.53704
8 | 142 | 1 | 0.54262
8 | 143 | 1 | 0.55092
8 | 144 | 1 | 0.52568
8 | 145 | 1 | 0.66775
8 | 146 | 1 | 0.6806
8 | 147 | 1 | 0.69438
8 | 148 | 1 | 0.67395
8 | 149 | 1 | 0.69228
8 | 150 | 1 | 0.84918
8 | 151 | 1 | 0.65544
8 | 152 | 1 | 0.76579
8 | 153 | 1 | 0.74518
8 | 154 | 1 | 0.93736
8 | 155 | 1 | 0.74769
8 | 156 | 1 | 0.80794
8 | 157 | 1 | 0.6625
8 | 158 | 1 | 0.55846
8 | 159 | 1 | 0.72644
8 | 160 | 1 | 0.68804
8 | 161 | 1 | 0.46319
8 | 162 | 1 | 0.65993
8 | 163 | 1 | 0.45219
8 | 164 | 1 | 0.55301
8 | 165 | 1 | 0.44404
8 | 166 | 1 | 0.45582
8 | 167 | 1 | 0.44966
8 | 168 | 1 | 0.54808
8 | 169 | 1 | 0.3283
8 | 170 | 1 | 0.3328
8 | 171 | 1 | 0.25204
8 | 172 | 1 | 0.24951
8 | 173 | 1 | 0.10453
8 | 174 | 1 | 0.10945
8 | 175 | 1 | 0.075654
8 | 176 | 1 | 0.034962
8 | 177 | 1 | 0
8 | 178 | 1 | 0
8 | 179 | 1 | 0
8 | 180 | 1 | 0
8 | 181 | 1 | 0
8 | 182 | 1 | 0
8 | 183 | 1 | 0
8 | 184 | 1 | 0
8 | 185 | 1 | 0
8 | 186 | 1 | 0
8 | 187 | 1 | 0
8 | 188 | 1 | 0
8 | 189 | 1 | 0
8 | 190 | 1 | 0
8 | 191 | 1 | 0
8 | 192 | 1 | 0
8 | 193 | 1 | 0
8 | 194 | 1 | 0
8 | 195 | 1 | 0
8 | 196 | 1 | 0
8 | 197 | 1 | 0
8 | 198 | 1 | 0
8 | 199 | 1 | 0
8 | 200 | 1 | 0
8 | 201 | 1 | 0
8 | 202 | 1 | 0
8 | 203 | 1 | 0
8 | 204 | 1 | 0
8 | 205 | 1 | 0
8 | 206 | 1 | 0
8 | 207 | 1 | 0
8 | 208 | 1 | 0
8 | 209 | 1 | 0
8 | 210 | 1 | 0
8 | 211 | 1 | 0
8 | 212 | 1 | 0
8 | 213 | 1 | 0
8 | 214 | 1 | 0
8 | 215 | 1 | 0
8 | 216 | 1 | 0
8 | 217 | 1 | 0.025426
8 | 218 | 1 | 0.064379
8 | 219 | 1 | 0.16413
8 | 220 | 1 | 0.20812
8 | 221 | 1 | 0.30507
8 | 222 | 1 | 0.33585
8 | 223 | 1 | 0.31516
8 | 224 | 1 | 0.46917
8 | 225 | 1 | 0.55018
8 | 226 | 1 | 0.41337
8 | 227 | 1 | 0.57574
8 | 228 | 1 | 0.66771
8 | 229 | 1 | 0.65436
8 | 230 | 1 | 0.44731
8 | 231 | 1 | 0.69843
8 | 232 | 1 | 0.3322
8 | 233 | 1 | 0.66654
8 | 234 | 1 | 0.97516
8 | 235 | 1 | 0.8239
8 | 236 | 1 | 0.91922
8 | 237 | 1 | 0.93569
8 | 238 | 1 | 0.99667
8 | 239 | 1 | 0.78956
8 | 240 | 1 | 1.0063
8 | 241 | 1 | 0.53662
8 | 242 | 1 | 0.67192
8 | 243 | 1 | 0.95038
8 | 244 | 1 | 0.8648
8 | 245 | 1 | 0.99257
8 | 246 | 1 | 0.87211
8 | 247 | 1 | 0.83023
8 | 248 | 1 | 0.92893
8 | 249 | 1 | 0.33836
8 | 250 | 1 | 0.97293
8 | 251 | 1 | 0.86983
8 | 252 | 1 | 0.85711
8 | 253 | 1 | 0.89259
8 | 254 | 1 | 0.86076
8 | 255 | 1 | 0.96565
8 | 256 | 1 | 0.55058
8 | 257 | 1 | 0.87436
8 | 258 | 1 | 1.2443
8 | 259 | 1 | 1.1641
8 | 260 | 1 | 0.82311
8 | 261 | 1 | 0.54273
8 | 262 | 1 | 0.67371
8 | 263 | 1 | 0.40561
8 | 264 | 1 | 0.75547
8 | 265 | 1 | 0.60473
8 | 266 | 1 | 0.28313
8 | 267 | 1 | 0.41101
8 | 268 | 1 | 0.50123
8 | 269 | 1 | 0.39975
8 | 270 | 1 | 0.4094
8 | 271 | 1 | 0.33631
8 | 272 | 1 | 0.32134
8 | 273 | 1 | 0.21848
8 | 274 | 1 | 0.20948
8 | 275 | 1 | 0.10713
8 | 276 | 1 | 0.034952
8 | 277 | 1 | 0
8 | 278 | 1 | 0
8 | 279 | 1 | 0
8 | 280 | 1 | 0
8 | 281 | 1 | 0
8 | 282 | 1 | 0
8 | 283 | 1 | 0
8 | 284 | 1 | 0
8 | 285 | 1 | 0
8 | 286 | 1 | 0
8 | 287 | 1 | 0
8 | 288 | 1 | 0
8 | 289 | 1 | 0
8 | 290 | 1 | 0
8 | 291 | 1 | 0
8 | 292 | 1 | 0
8 | 293 | 1 | 0
8 | 294 | 1 | 0
8 | 295 | 1 | 0
8 | 296 | 1 | 0
8 | 297 | 1 | 0
8 | 298 | 1 | 0
8 | 299 | 1 | 0
8 | 300 | 1 | 0
8 | 301 | 1 | 0
8 | 302 | 1 | 0
8 | 303 | 1 | 0
8 | 304 | 1 | 0
8 | 305 | 1 | 0
8 | 306 | 1 | 0
8 | 307 | 1 | 0
8 | 308 | 1 | 0
8 | 309 | 1 | 0
8 | 310 | 1 | 0
8 | 311 | 1 | 0
8 | 312 | 1 | 0
8 | 313 | 1 | 0
8 | 314 | 1 | 0
8 | 315 | 1 | 0
8 | 316 | 1 | 0
8 | 317 | 1 | 0.015964
8 | 318 | 1 | 0.034245
8 | 319 | 1 | 0.054736
8 | 320 | 1 | 0.10587
8 | 321 | 1 | 0.11961
8 | 322 | 1 | 0.11432
8 | 323 | 1 | 0.20889
8 | 324 | 1 | 0.13509
8 | 325 | 1 | 0.1585
8 | 326 | 1 | 0.13824
8 | 327 | 1 | 0.22315
8 | 328 | 1 | 0.24666
8 | 329 | 1 | 0.21654
8 | 330 | 1 | 0.3196
8 | 331 | 1 | 0.30127
8 | 332 | 1 | 0.29636
8 | 333 | 1 | 0.26813
8 | 334 | 1 | 0.4013
8 | 335 | 1 | 0.37136
8 | 336 | 1 | 0.3597
8 | 337 | 1 | 0.48092
8 | 338 | 1 | 0.28572
8 | 339 | 1 | 0.1679
8 | 340 | 1 | 0.31685
8 | 341 | 1 | 0.3754
8 | 342 | 1 | 0.39779
8 | 343 | 1 | 0.4091
8 | 344 | 1 | 0.30952
8 | 345 | 1 | 0.37212
8 | 346 | 1 | 0.33949
8 | 347 | 1 | 0.442
8 | 348 | 1 | 0.39746
8 | 349 | 1 | 0.2843
8 | 350 | 1 | 0.33497
8 | 351 | 1 | 0.43703
8 | 352 | 1 | 0.27384
8 | 353 | 1 | 0.24291
8 | 354 | 1 | 0.30627
8 | 355 | 1 | 0.23843
8 | 356 | 1 | 0.2498
8 | 357 | 1 | 0.22479
8 | 358 | 1 | 0.1593
8 | 359 | 1 | 0.24706
8 | 360 | 1 | 0.16986
8 | 361 | 1 | 0.20705
8 | 362 | 1 | 0.15601
8 | 363 | 1 | 0.12154
8 | 364 | 1 | 0.13474
8 | 365 | 1 | 0.11967
8 | 366 | 1 | 0.080993
8 | 367 | 1 | 0.047301
8 | 368 | 1 | 0.012787
8 | 369 | 1 | 0
8 | 370 | 1 | 0
8 | 371 | 1 | 0
8 | 372 | 1 | 0
8 | 373 | 1 | 0
8 | 374 | 1 | 0
8 | 375 | 1 | 0
8 | 376 | 1 | 0
8 | 377 | 1 | 0
8 | 378 | 1 | 0
8 | 379 | 1 | 0
8 | 380 | 1 | 0
8 | 381 | 1 | 0
8 | 382 | 1 | 0
8 | 383 | 1 | 0
8 | 384 | 1 | 0
8 | 1 | 2 | 0
8 | 2 | 2 | 0
8 | 3 | 2 | 0
8 | 4 | 2 | 0
8 | 5 | 2 | 0
8 | 6 | 2 | 0
8 | 7 | 2 | 0
8 | 8 | 2 | 0
8 | 9 | 2 | 0
8 | 10 | 2 | 0
8 | 11 | 2 | 0
8 | 12 | 2 | 0
8 | 13 | 2 | 0
8 | 14 | 2 | 0
8 | 15 | 2 | 0
8 | 16 | 2 | 0
8 | 17 | 2 | 0
8 | 18 | 2 | 0
8 | 19 | 2 | 0
8 | 20 | 2 | 0
8 | 21 | 2 | 0
8 | 22 | 2 | 0
8 | 23 | 2 | 0
8 | 24 | 2 | 0
8 | 25 | 2 | 0
8 | 26 | 2 | 0
8 | 27 | 2 | 0
8 | 28 | 2 | 0
8 | 29 | 2 | 0
8 | 30 | 2 | 0
8 | 31 | 2 | 0
8 | 32 | 2 | 0
8 | 33 | 2 | 0
8 | 34 | 2 | 0
8 | 35 | 2 | 0
8 | 36 | 2 | 0
8 | 37 | 2 | 0.011011
8 | 38 | 2 | 0.038909
8 | 39 | 2 | 0.091144
8 | 40 | 2 | 0.077965
8 | 41 | 2 | 0.14865
8 | 42 | 2 | 0.16443
8 | 43 | 2 | 0.23101
8 | 44 | 2 | 0.2628
8 | 45 | 2 | 0.38544
8 | 46 | 2 | 0.18468
8 | 47 | 2 | 0.35337
8 | 48 | 2 | 0.35719
8 | 49 | 2 | 0.37313
8 | 50 | 2 | 0.40532
8 | 51 | 2 | 0.4397
8 | 52 | 2 | 0.32628
8 | 53 | 2 | 0.48091
8 | 54 | 2 | 0.48712
8 | 55 | 2 | 0.43942
8 | 56 | 2 | 0.45669
8 | 57 | 2 | 0.33121
8 | 58 | 2 | 0.31221
8 | 59 | 2 | 0.33977
8 | 60 | 2 | 0.30033
8 | 61 | 2 | 0.32309
8 | 62 | 2 | 0.33485
8 | 63 | 2 | 0.30413
8 | 64 | 2 | 0.19802
8 | 65 | 2 | 0.23954
8 | 66 | 2 | 0.19517
8 | 67 | 2 | 0.16306
8 | 68 | 2 | 0.16489
8 | 69 | 2 | 0.10664
8 | 70 | 2 | 0.090892
8 | 71 | 2 | 0.060146
8 | 72 | 2 | 0.013434
8 | 73 | 2 | 0
8 | 74 | 2 | 0
8 | 75 | 2 | 0
8 | 76 | 2 | 0
8 | 77 | 2 | 0
8 | 78 | 2 | 0
8 | 79 | 2 | 0
8 | 80 | 2 | 0
8 | 81 | 2 | 0
8 | 82 | 2 | 0
8 | 83 | 2 | 0
8 | 84 | 2 | 0
8 | 85 | 2 | 0
8 | 86 | 2 | 0
8 | 87 | 2 | 0
8 | 88 | 2 | 0
8 | 89 | 2 | 0
8 | 90 | 2 | 0
8 | 91 | 2 | 0
8 | 92 | 2 | 0
8 | 93 | 2 | 0
8 | 94 | 2 | 0
8 | 95 | 2 | 0
8 | 96 | 2 | 0
8 | 97 | 2 | 0
8 | 98 | 2 | 0
8 | 99 | 2 | 0
8 | 100 | 2 | 0
8 | 101 | 2 | 0
8 | 102 | 2 | 0
8 | 103 | 2 | 0
8 | 104 | 2 | 0
8 | 105 | 2 | 0
8 | 106 | 2 | 0
8 | 107 | 2 | 0
8 | 108 | 2 | 0
8 | 109 | 2 | 0
8 | 110 | 2 | 0
8 | 111 | 2 | 0
8 | 112 | 2 | 0
8 | 113 | 2 | 0
8 | 114 | 2 | 0
8 | 115 | 2 | 0
8 | 116 | 2 | 0
8 | 117 | 2 | 0
8 | 118 | 2 | 0
8 | 119 | 2 | 0
8 | 120 | 2 | 0
8 | 121 | 2 | 0
8 | 122 | 2 | 0
8 | 123 | 2 | 0
8 | 124 | 2 | 0
8 | 125 | 2 | 0.017397
8 | 126 | 2 | 0.067698
8 | 127 | 2 | 0.11606
8 | 128 | 2 | 0.23126
8 | 129 | 2 | 0.21378
8 | 130 | 2 | 0.17441
8 | 131 | 2 | 0.30376
8 | 132 | 2 | 0.36367
8 | 133 | 2 | 0.39078
8 | 134 | 2 | 0.37005
8 | 135 | 2 | 0.47914
8 | 136 | 2 | 0.37973
8 | 137 | 2 | 0.60439
8 | 138 | 2 | 0.60847
8 | 139 | 2 | 0.69776
8 | 140 | 2 | 0.52262
8 | 141 | 2 | 0.53704
8 | 142 | 2 | 0.54262
8 | 143 | 2 | 0.55092
8 | 144 | 2 | 0.52568
8 | 145 | 2 | 0.66775
8 | 146 | 2 | 0.6806
8 | 147 | 2 | 0.69438
8 | 148 | 2 | 0.67395
8 | 149 | 2 | 0.69228
8 | 150 | 2 | 0.84918
8 | 151 | 2 | 0.65544
8 | 152 | 2 | 0.76579
8 | 153 | 2 | 0.74518
8 | 154 | 2 | 0.93736
8 | 155 | 2 | 0.74769
8 | 156 | 2 | 0.80794
8 | 157 | 2 | 0.6625
8 | 158 | 2 | 0.55846
8 | 159 | 2 | 0.72644
8 | 160 | 2 | 0.68804
8 | 161 | 2 | 0.46319
8 | 162 | 2 | 0.65993
8 | 163 | 2 | 0.45219
8 | 164 | 2 | 0.55301
8 | 165 | 2 | 0.44404
8 | 166 | 2 | 0.45582
8 | 167 | 2 | 0.44966
8 | 168 | 2 | 0.54808
8 | 169 | 2 | 0.3283
8 | 170 | 2 | 0.3328
8 | 171 | 2 | 0.25204
8 | 172 | 2 | 0.24951
8 | 173 | 2 | 0.10453
8 | 174 | 2 | 0.10945
8 | 175 | 2 | 0.075654
8 | 176 | 2 | 0.034962
8 | 177 | 2 | 0
8 | 178 | 2 | 0
8 | 179 | 2 | 0
8 | 180 | 2 | 0
8 | 181 | 2 | 0
8 | 182 | 2 | 0
8 | 183 | 2 | 0
8 | 184 | 2 | 0
8 | 185 | 2 | 0
8 | 186 | 2 | 0
8 | 187 | 2 | 0
8 | 188 | 2 | 0
8 | 189 | 2 | 0
8 | 190 | 2 | 0
8 | 191 | 2 | 0
8 | 192 | 2 | 0
8 | 193 | 2 | 0
8 | 194 | 2 | 0
8 | 195 | 2 | 0
8 | 196 | 2 | 0
8 | 197 | 2 | 0
8 | 198 | 2 | 0
8 | 199 | 2 | 0
8 | 200 | 2 | 0
8 | 201 | 2 | 0
8 | 202 | 2 | 0
8 | 203 | 2 | 0
8 | 204 | 2 | 0
8 | 205 | 2 | 0
8 | 206 | 2 | 0
8 | 207 | 2 | 0
8 | 208 | 2 | 0
8 | 209 | 2 | 0
8 | 210 | 2 | 0
8 | 211 | 2 | 0
8 | 212 | 2 | 0
8 | 213 | 2 | 0
8 | 214 | 2 | 0
8 | 215 | 2 | 0
8 | 216 | 2 | 0
8 | 217 | 2 | 0.025426
8 | 218 | 2 | 0.064379
8 | 219 | 2 | 0.16413
8 | 220 | 2 | 0.20812
8 | 221 | 2 | 0.30507
8 | 222 | 2 | 0.33585
8 | 223 | 2 | 0.31516
8 | 224 | 2 | 0.46917
8 | 225 | 2 | 0.55018
8 | 226 | 2 | 0.41337
8 | 227 | 2 | 0.57574
8 | 228 | 2 | 0.66771
8 | 229 | 2 | 0.65436
8 | 230 | 2 | 0.44731
8 | 231 | 2 | 0.69843
8 | 232 | 2 | 0.3322
8 | 233 | 2 | 0.66654
8 | 234 | 2 | 0.97516
8 | 235 | 2 | 0.8239
8 | 236 | 2 | 0.91922
8 | 237 | 2 | 0.93569
8 | 238 | 2 | 0.99667
8 | 239 | 2 | 0.78956
8 | 240 | 2 | 1.0063
8 | 241 | 2 | 0.53662
8 | 242 | 2 | 0.67192
8 | 243 | 2 | 0.95038
8 | 244 | 2 | 0.8648
8 | 245 | 2 | 0.99257
8 | 246 | 2 | 0.87211
8 | 247 | 2 | 0.83023
8 | 248 | 2 | 0.92893
8 | 249 | 2 | 0.33836
8 | 250 | 2 | 0.97293
8 | 251 | 2 | 0.86983
8 | 252 | 2 | 0.85711
8 | 253 | 2 | 0.89259
8 | 254 | 2 | 0.86076
8 | 255 | 2 | 0.96565
8 | 256 | 2 | 0.55058
8 | 257 | 2 | 0.87436
8 | 258 | 2 | 1.2443
8 | 259 | 2 | 1.1641
8 | 260 | 2 | 0.82311
8 | 261 | 2 | 0.54273
8 | 262 | 2 | 0.67371
8 | 263 | 2 | 0.40561
8 | 264 | 2 | 0.75547
8 | 265 | 2 | 0.60473
8 | 266 | 2 | 0.28313
8 | 267 | 2 | 0.41101
8 | 268 | 2 | 0.50123
8 | 269 | 2 | 0.39975
8 | 270 | 2 | 0.4094
8 | 271 | 2 | 0.33631
8 | 272 | 2 | 0.32134
8 | 273 | 2 | 0.21848
8 | 274 | 2 | 0.20948
8 | 275 | 2 | 0.10713
8 | 276 | 2 | 0.034952
8 | 277 | 2 | 0
8 | 278 | 2 | 0
8 | 279 | 2 | 0
8 | 280 | 2 | 0
8 | 281 | 2 | 0
8 | 282 | 2 | 0
8 | 283 | 2 | 0
8 | 284 | 2 | 0
8 | 285 | 2 | 0
8 | 286 | 2 | 0
8 | 287 | 2 | 0
8 | 288 | 2 | 0
8 | 289 | 2 | 0
8 | 290 | 2 | 0
8 | 291 | 2 | 0
8 | 292 | 2 | 0
8 | 293 | 2 | 0
8 | 294 | 2 | 0
8 | 295 | 2 | 0
8 | 296 | 2 | 0
8 | 297 | 2 | 0
8 | 298 | 2 | 0
8 | 299 | 2 | 0
8 | 300 | 2 | 0
8 | 301 | 2 | 0
8 | 302 | 2 | 0
8 | 303 | 2 | 0
8 | 304 | 2 | 0
8 | 305 | 2 | 0
8 | 306 | 2 | 0
8 | 307 | 2 | 0
8 | 308 | 2 | 0
8 | 309 | 2 | 0
8 | 310 | 2 | 0
8 | 311 | 2 | 0
8 | 312 | 2 | 0
8 | 313 | 2 | 0
8 | 314 | 2 | 0
8 | 315 | 2 | 0
8 | 316 | 2 | 0
8 | 317 | 2 | 0.015964
8 | 318 | 2 | 0.034245
8 | 319 | 2 | 0.054736
8 | 320 | 2 | 0.10587
8 | 321 | 2 | 0.11961
8 | 322 | 2 | 0.11432
8 | 323 | 2 | 0.20889
8 | 324 | 2 | 0.13509
8 | 325 | 2 | 0.1585
8 | 326 | 2 | 0.13824
8 | 327 | 2 | 0.22315
8 | 328 | 2 | 0.24666
8 | 329 | 2 | 0.21654
8 | 330 | 2 | 0.3196
8 | 331 | 2 | 0.30127
8 | 332 | 2 | 0.29636
8 | 333 | 2 | 0.26813
8 | 334 | 2 | 0.4013
8 | 335 | 2 | 0.37136
8 | 336 | 2 | 0.3597
8 | 337 | 2 | 0.48092
8 | 338 | 2 | 0.28572
8 | 339 | 2 | 0.1679
8 | 340 | 2 | 0.31685
8 | 341 | 2 | 0.3754
8 | 342 | 2 | 0.39779
8 | 343 | 2 | 0.4091
8 | 344 | 2 | 0.30952
8 | 345 | 2 | 0.37212
8 | 346 | 2 | 0.33949
8 | 347 | 2 | 0.442
8 | 348 | 2 | 0.39746
8 | 349 | 2 | 0.2843
8 | 350 | 2 | 0.33497
8 | 351 | 2 | 0.43703
8 | 352 | 2 | 0.27384
8 | 353 | 2 | 0.24291
8 | 354 | 2 | 0.30627
8 | 355 | 2 | 0.23843
8 | 356 | 2 | 0.2498
8 | 357 | 2 | 0.22479
8 | 358 | 2 | 0.1593
8 | 359 | 2 | 0.24706
8 | 360 | 2 | 0.16986
8 | 361 | 2 | 0.20705
8 | 362 | 2 | 0.15601
8 | 363 | 2 | 0.12154
8 | 364 | 2 | 0.13474
8 | 365 | 2 | 0.11967
8 | 366 | 2 | 0.080993
8 | 367 | 2 | 0.047301
8 | 368 | 2 | 0.012787
8 | 369 | 2 | 0
8 | 370 | 2 | 0
8 | 371 | 2 | 0
8 | 372 | 2 | 0
8 | 373 | 2 | 0
8 | 374 | 2 | 0
8 | 375 | 2 | 0
8 | 376 | 2 | 0
8 | 377 | 2 | 0
8 | 378 | 2 | 0
8 | 379 | 2 | 0
8 | 380 | 2 | 0
8 | 381 | 2 | 0
8 | 382 | 2 | 0
8 | 383 | 2 | 0
8 | 384 | 2 | 0
8 | 1 | 3 | 0
8 | 2 | 3 | 0
8 | 3 | 3 | 0
8 | 4 | 3 | 0
8 | 5 | 3 | 0
8 | 6 | 3 | 0
8 | 7 | 3 | 0
8 | 8 | 3 | 0
8 | 9 | 3 | 0
8 | 10 | 3 | 0
8 | 11 | 3 | 0
8 | 12 | 3 | 0
8 | 13 | 3 | 0
8 | 14 | 3 | 0
8 | 15 | 3 | 0
8 | 16 | 3 | 0
8 | 17 | 3 | 0
8 | 18 | 3 | 0
8 | 19 | 3 | 0
8 | 20 | 3 | 0
8 | 21 | 3 | 0
8 | 22 | 3 | 0
8 | 23 | 3 | 0
8 | 24 | 3 | 0
8 | 25 | 3 | 0
8 | 26 | 3 | 0
8 | 27 | 3 | 0
8 | 28 | 3 | 0
8 | 29 | 3 | 0
8 | 30 | 3 | 0
8 | 31 | 3 | 0
8 | 32 | 3 | 0
8 | 33 | 3 | 0
8 | 34 | 3 | 0
8 | 35 | 3 | 0
8 | 36 | 3 | 0
8 | 37 | 3 | 0.011011
8 | 38 | 3 | 0.038909
8 | 39 | 3 | 0.091144
8 | 40 | 3 | 0.077965
8 | 41 | 3 | 0.14865
8 | 42 | 3 | 0.16443
8 | 43 | 3 | 0.23101
8 | 44 | 3 | 0.2628
8 | 45 | 3 | 0.38544
8 | 46 | 3 | 0.18468
8 | 47 | 3 | 0.35337
8 | 48 | 3 | 0.35719
8 | 49 | 3 | 0.37313
8 | 50 | 3 | 0.40532
8 | 51 | 3 | 0.4397
8 | 52 | 3 | 0.32628
8 | 53 | 3 | 0.48091
8 | 54 | 3 | 0.48712
8 | 55 | 3 | 0.43942
8 | 56 | 3 | 0.45669
8 | 57 | 3 | 0.33121
8 | 58 | 3 | 0.31221
8 | 59 | 3 | 0.33977
8 | 60 | 3 | 0.30033
8 | 61 | 3 | 0.32309
8 | 62 | 3 | 0.33485
8 | 63 | 3 | 0.30413
8 | 64 | 3 | 0.19802
8 | 65 | 3 | 0.23954
8 | 66 | 3 | 0.19517
8 | 67 | 3 | 0.16306
8 | 68 | 3 | 0.16489
8 | 69 | 3 | 0.10664
8 | 70 | 3 | 0.090892
8 | 71 | 3 | 0.060146
8 | 72 | 3 | 0.013434
8 | 73 | 3 | 0
8 | 74 | 3 | 0
8 | 75 | 3 | 0
8 | 76 | 3 | 0
8 | 77 | 3 | 0
8 | 78 | 3 | 0
8 | 79 | 3 | 0
8 | 80 | 3 | 0
8 | 81 | 3 | 0
8 | 82 | 3 | 0
8 | 83 | 3 | 0
8 | 84 | 3 | 0
8 | 85 | 3 | 0
8 | 86 | 3 | 0
8 | 87 | 3 | 0
8 | 88 | 3 | 0
8 | 89 | 3 | 0
8 | 90 | 3 | 0
8 | 91 | 3 | 0
8 | 92 | 3 | 0
8 | 93 | 3 | 0
8 | 94 | 3 | 0
8 | 95 | 3 | 0
8 | 96 | 3 | 0
8 | 97 | 3 | 0
8 | 98 | 3 | 0
8 | 99 | 3 | 0
8 | 100 | 3 | 0
8 | 101 | 3 | 0
8 | 102 | 3 | 0
8 | 103 | 3 | 0
8 | 104 | 3 | 0
8 | 105 | 3 | 0
8 | 106 | 3 | 0
8 | 107 | 3 | 0
8 | 108 | 3 | 0
8 | 109 | 3 | 0
8 | 110 | 3 | 0
8 | 111 | 3 | 0
8 | 112 | 3 | 0
8 | 113 | 3 | 0
8 | 114 | 3 | 0
8 | 115 | 3 | 0
8 | 116 | 3 | 0
8 | 117 | 3 | 0
8 | 118 | 3 | 0
8 | 119 | 3 | 0
8 | 120 | 3 | 0
8 | 121 | 3 | 0
8 | 122 | 3 | 0
8 | 123 | 3 | 0
8 | 124 | 3 | 0
8 | 125 | 3 | 0.017397
8 | 126 | 3 | 0.067698
8 | 127 | 3 | 0.11606
8 | 128 | 3 | 0.23126
8 | 129 | 3 | 0.21378
8 | 130 | 3 | 0.17441
8 | 131 | 3 | 0.30376
8 | 132 | 3 | 0.36367
8 | 133 | 3 | 0.39078
8 | 134 | 3 | 0.37005
8 | 135 | 3 | 0.47914
8 | 136 | 3 | 0.37973
8 | 137 | 3 | 0.60439
8 | 138 | 3 | 0.60847
8 | 139 | 3 | 0.69776
8 | 140 | 3 | 0.52262
8 | 141 | 3 | 0.53704
8 | 142 | 3 | 0.54262
8 | 143 | 3 | 0.55092
8 | 144 | 3 | 0.52568
8 | 145 | 3 | 0.66775
8 | 146 | 3 | 0.6806
8 | 147 | 3 | 0.69438
8 | 148 | 3 | 0.67395
8 | 149 | 3 | 0.69228
8 | 150 | 3 | 0.84918
8 | 151 | 3 | 0.65544
8 | 152 | 3 | 0.76579
8 | 153 | 3 | 0.74518
8 | 154 | 3 | 0.93736
8 | 155 | 3 | 0.74769
8 | 156 | 3 | 0.80794
8 | 157 | 3 | 0.6625
8 | 158 | 3 | 0.55846
8 | 159 | 3 | 0.72644
8 | 160 | 3 | 0.68804
8 | 161 | 3 | 0.46319
8 | 162 | 3 | 0.65993
8 | 163 | 3 | 0.45219
8 | 164 | 3 | 0.55301
8 | 165 | 3 | 0.44404
8 | 166 | 3 | 0.45582
8 | 167 | 3 | 0.44966
8 | 168 | 3 | 0.54808
8 | 169 | 3 | 0.3283
8 | 170 | 3 | 0.3328
8 | 171 | 3 | 0.25204
8 | 172 | 3 | 0.24951
8 | 173 | 3 | 0.10453
8 | 174 | 3 | 0.10945
8 | 175 | 3 | 0.075654
8 | 176 | 3 | 0.034962
8 | 177 | 3 | 0
8 | 178 | 3 | 0
8 | 179 | 3 | 0
8 | 180 | 3 | 0
8 | 181 | 3 | 0
8 | 182 | 3 | 0
8 | 183 | 3 | 0
8 | 184 | 3 | 0
8 | 185 | 3 | 0
8 | 186 | 3 | 0
8 | 187 | 3 | 0
8 | 188 | 3 | 0
8 | 189 | 3 | 0
8 | 190 | 3 | 0
8 | 191 | 3 | 0
8 | 192 | 3 | 0
8 | 193 | 3 | 0
8 | 194 | 3 | 0
8 | 195 | 3 | 0
8 | 196 | 3 | 0
8 | 197 | 3 | 0
8 | 198 | 3 | 0
8 | 199 | 3 | 0
8 | 200 | 3 | 0
8 | 201 | 3 | 0
8 | 202 | 3 | 0
8 | 203 | 3 | 0
8 | 204 | 3 | 0
8 | 205 | 3 | 0
8 | 206 | 3 | 0
8 | 207 | 3 | 0
8 | 208 | 3 | 0
8 | 209 | 3 | 0
8 | 210 | 3 | 0
8 | 211 | 3 | 0
8 | 212 | 3 | 0
8 | 213 | 3 | 0
8 | 214 | 3 | 0
8 | 215 | 3 | 0
8 | 216 | 3 | 0
8 | 217 | 3 | 0.025426
8 | 218 | 3 | 0.064379
8 | 219 | 3 | 0.16413
8 | 220 | 3 | 0.20812
8 | 221 | 3 | 0.30507
8 | 222 | 3 | 0.33585
8 | 223 | 3 | 0.31516
8 | 224 | 3 | 0.46917
8 | 225 | 3 | 0.55018
8 | 226 | 3 | 0.41337
8 | 227 | 3 | 0.57574
8 | 228 | 3 | 0.66771
8 | 229 | 3 | 0.65436
8 | 230 | 3 | 0.44731
8 | 231 | 3 | 0.69843
8 | 232 | 3 | 0.3322
8 | 233 | 3 | 0.66654
8 | 234 | 3 | 0.97516
8 | 235 | 3 | 0.8239
8 | 236 | 3 | 0.91922
8 | 237 | 3 | 0.93569
8 | 238 | 3 | 0.99667
8 | 239 | 3 | 0.78956
8 | 240 | 3 | 1.0063
8 | 241 | 3 | 0.53662
8 | 242 | 3 | 0.67192
8 | 243 | 3 | 0.95038
8 | 244 | 3 | 0.8648
8 | 245 | 3 | 0.99257
8 | 246 | 3 | 0.87211
8 | 247 | 3 | 0.83023
8 | 248 | 3 | 0.92893
8 | 249 | 3 | 0.33836
8 | 250 | 3 | 0.97293
8 | 251 | 3 | 0.86983
8 | 252 | 3 | 0.85711
8 | 253 | 3 | 0.89259
8 | 254 | 3 | 0.86076
8 | 255 | 3 | 0.96565
8 | 256 | 3 | 0.55058
8 | 257 | 3 | 0.87436
8 | 258 | 3 | 1.2443
8 | 259 | 3 | 1.1641
8 | 260 | 3 | 0.82311
8 | 261 | 3 | 0.54273
8 | 262 | 3 | 0.67371
8 | 263 | 3 | 0.40561
8 | 264 | 3 | 0.75547
8 | 265 | 3 | 0.60473
8 | 266 | 3 | 0.28313
8 | 267 | 3 | 0.41101
8 | 268 | 3 | 0.50123
8 | 269 | 3 | 0.39975
8 | 270 | 3 | 0.4094
8 | 271 | 3 | 0.33631
8 | 272 | 3 | 0.32134
8 | 273 | 3 | 0.21848
8 | 274 | 3 | 0.20948
8 | 275 | 3 | 0.10713
8 | 276 | 3 | 0.034952
8 | 277 | 3 | 0
8 | 278 | 3 | 0
8 | 279 | 3 | 0
8 | 280 | 3 | 0
8 | 281 | 3 | 0
8 | 282 | 3 | 0
8 | 283 | 3 | 0
8 | 284 | 3 | 0
8 | 285 | 3 | 0
8 | 286 | 3 | 0
8 | 287 | 3 | 0
8 | 288 | 3 | 0
8 | 289 | 3 | 0
8 | 290 | 3 | 0
8 | 291 | 3 | 0
8 | 292 | 3 | 0
8 | 293 | 3 | 0
8 | 294 | 3 | 0
8 | 295 | 3 | 0
8 | 296 | 3 | 0
8 | 297 | 3 | 0
8 | 298 | 3 | 0
8 | 299 | 3 | 0
8 | 300 | 3 | 0
8 | 301 | 3 | 0
8 | 302 | 3 | 0
8 | 303 | 3 | 0
8 | 304 | 3 | 0
8 | 305 | 3 | 0
8 | 306 | 3 | 0
8 | 307 | 3 | 0
8 | 308 | 3 | 0
8 | 309 | 3 | 0
8 | 310 | 3 | 0
8 | 311 | 3 | 0
8 | 312 | 3 | 0
8 | 313 | 3 | 0
8 | 314 | 3 | 0
8 | 315 | 3 | 0
8 | 316 | 3 | 0
8 | 317 | 3 | 0.015964
8 | 318 | 3 | 0.034245
8 | 319 | 3 | 0.054736
8 | 320 | 3 | 0.10587
8 | 321 | 3 | 0.11961
8 | 322 | 3 | 0.11432
8 | 323 | 3 | 0.20889
8 | 324 | 3 | 0.13509
8 | 325 | 3 | 0.1585
8 | 326 | 3 | 0.13824
8 | 327 | 3 | 0.22315
8 | 328 | 3 | 0.24666
8 | 329 | 3 | 0.21654
8 | 330 | 3 | 0.3196
8 | 331 | 3 | 0.30127
8 | 332 | 3 | 0.29636
8 | 333 | 3 | 0.26813
8 | 334 | 3 | 0.4013
8 | 335 | 3 | 0.37136
8 | 336 | 3 | 0.3597
8 | 337 | 3 | 0.48092
8 | 338 | 3 | 0.28572
8 | 339 | 3 | 0.1679
8 | 340 | 3 | 0.31685
8 | 341 | 3 | 0.3754
8 | 342 | 3 | 0.39779
8 | 343 | 3 | 0.4091
8 | 344 | 3 | 0.30952
8 | 345 | 3 | 0.37212
8 | 346 | 3 | 0.33949
8 | 347 | 3 | 0.442
8 | 348 | 3 | 0.39746
8 | 349 | 3 | 0.2843
8 | 350 | 3 | 0.33497
8 | 351 | 3 | 0.43703
8 | 352 | 3 | 0.27384
8 | 353 | 3 | 0.24291
8 | 354 | 3 | 0.30627
8 | 355 | 3 | 0.23843
8 | 356 | 3 | 0.2498
8 | 357 | 3 | 0.22479
8 | 358 | 3 | 0.1593
8 | 359 | 3 | 0.24706
8 | 360 | 3 | 0.16986
8 | 361 | 3 | 0.20705
8 | 362 | 3 | 0.15601
8 | 363 | 3 | 0.12154
8 | 364 | 3 | 0.13474
8 | 365 | 3 | 0.11967
8 | 366 | 3 | 0.080993
8 | 367 | 3 | 0.047301
8 | 368 | 3 | 0.012787
8 | 369 | 3 | 0
8 | 370 | 3 | 0
8 | 371 | 3 | 0
8 | 372 | 3 | 0
8 | 373 | 3 | 0
8 | 374 | 3 | 0
8 | 375 | 3 | 0
8 | 376 | 3 | 0
8 | 377 | 3 | 0
8 | 378 | 3 | 0
8 | 379 | 3 | 0
8 | 380 | 3 | 0
8 | 381 | 3 | 0
8 | 382 | 3 | 0
8 | 383 | 3 | 0
8 | 384 | 3 | 0
8 | 1 | 4 | 0
8 | 2 | 4 | 0
8 | 3 | 4 | 0
8 | 4 | 4 | 0
8 | 5 | 4 | 0
8 | 6 | 4 | 0
8 | 7 | 4 | 0
8 | 8 | 4 | 0
8 | 9 | 4 | 0
8 | 10 | 4 | 0
8 | 11 | 4 | 0
8 | 12 | 4 | 0
8 | 13 | 4 | 0
8 | 14 | 4 | 0
8 | 15 | 4 | 0
8 | 16 | 4 | 0
8 | 17 | 4 | 0
8 | 18 | 4 | 0
8 | 19 | 4 | 0
8 | 20 | 4 | 0
8 | 21 | 4 | 0
8 | 22 | 4 | 0
8 | 23 | 4 | 0
8 | 24 | 4 | 0
8 | 25 | 4 | 0
8 | 26 | 4 | 0
8 | 27 | 4 | 0
8 | 28 | 4 | 0
8 | 29 | 4 | 0
8 | 30 | 4 | 0
8 | 31 | 4 | 0
8 | 32 | 4 | 0
8 | 33 | 4 | 0
8 | 34 | 4 | 0
8 | 35 | 4 | 0
8 | 36 | 4 | 0
8 | 37 | 4 | 0.013419
8 | 38 | 4 | 0.047993
8 | 39 | 4 | 0.10498
8 | 40 | 4 | 0.095509
8 | 41 | 4 | 0.18564
8 | 42 | 4 | 0.20139
8 | 43 | 4 | 0.27214
8 | 44 | 4 | 0.32296
8 | 45 | 4 | 0.44723
8 | 46 | 4 | 0.22065
8 | 47 | 4 | 0.43848
8 | 48 | 4 | 0.42126
8 | 49 | 4 | 0.43984
8 | 50 | 4 | 0.47139
8 | 51 | 4 | 0.5065
8 | 52 | 4 | 0.39737
8 | 53 | 4 | 0.56323
8 | 54 | 4 | 0.57312
8 | 55 | 4 | 0.52693
8 | 56 | 4 | 0.52763
8 | 57 | 4 | 0.39991
8 | 58 | 4 | 0.36362
8 | 59 | 4 | 0.41076
8 | 60 | 4 | 0.3664
8 | 61 | 4 | 0.37486
8 | 62 | 4 | 0.39894
8 | 63 | 4 | 0.37087
8 | 64 | 4 | 0.23593
8 | 65 | 4 | 0.27667
8 | 66 | 4 | 0.23491
8 | 67 | 4 | 0.19834
8 | 68 | 4 | 0.19811
8 | 69 | 4 | 0.13271
8 | 70 | 4 | 0.10986
8 | 71 | 4 | 0.074601
8 | 72 | 4 | 0.015634
8 | 73 | 4 | 0
8 | 74 | 4 | 0
8 | 75 | 4 | 0
8 | 76 | 4 | 0
8 | 77 | 4 | 0
8 | 78 | 4 | 0
8 | 79 | 4 | 0
8 | 80 | 4 | 0
8 | 81 | 4 | 0
8 | 82 | 4 | 0
8 | 83 | 4 | 0
8 | 84 | 4 | 0
8 | 85 | 4 | 0
8 | 86 | 4 | 0
8 | 87 | 4 | 0
8 | 88 | 4 | 0
8 | 89 | 4 | 0
8 | 90 | 4 | 0
8 | 91 | 4 | 0
8 | 92 | 4 | 0
8 | 93 | 4 | 0
8 | 94 | 4 | 0
8 | 95 | 4 | 0
8 | 96 | 4 | 0
8 | 97 | 4 | 0
8 | 98 | 4 | 0
8 | 99 | 4 | 0
8 | 100 | 4 | 0
8 | 101 | 4 | 0
8 | 102 | 4 | 0
8 | 103 | 4 | 0
8 | 104 | 4 | 0
8 | 105 | 4 | 0
8 | 106 | 4 | 0
8 | 107 | 4 | 0
8 | 108 | 4 | 0
8 | 109 | 4 | 0
8 | 110 | 4 | 0
8 | 111 | 4 | 0
8 | 112 | 4 | 0
8 | 113 | 4 | 0
8 | 114 | 4 | 0
8 | 115 | 4 | 0
8 | 116 | 4 | 0
8 | 117 | 4 | 0
8 | 118 | 4 | 0
8 | 119 | 4 | 0
8 | 120 | 4 | 0
8 | 121 | 4 | 0
8 | 122 | 4 | 0
8 | 123 | 4 | 0
8 | 124 | 4 | 0
8 | 125 | 4 | 0.021503
8 | 126 | 4 | 0.081501
8 | 127 | 4 | 0.13989
8 | 128 | 4 | 0.28543
8 | 129 | 4 | 0.24851
8 | 130 | 4 | 0.20544
8 | 131 | 4 | 0.36712
8 | 132 | 4 | 0.45348
8 | 133 | 4 | 0.47132
8 | 134 | 4 | 0.42624
8 | 135 | 4 | 0.58937
8 | 136 | 4 | 0.44554
8 | 137 | 4 | 0.74383
8 | 138 | 4 | 0.72334
8 | 139 | 4 | 0.86268
8 | 140 | 4 | 0.64006
8 | 141 | 4 | 0.64747
8 | 142 | 4 | 0.63142
8 | 143 | 4 | 0.63686
8 | 144 | 4 | 0.61091
8 | 145 | 4 | 0.77089
8 | 146 | 4 | 0.79001
8 | 147 | 4 | 0.81421
8 | 148 | 4 | 0.8231
8 | 149 | 4 | 0.83486
8 | 150 | 4 | 0.97762
8 | 151 | 4 | 0.75847
8 | 152 | 4 | 0.95473
8 | 153 | 4 | 0.89929
8 | 154 | 4 | 1.097
8 | 155 | 4 | 0.87871
8 | 156 | 4 | 0.98923
8 | 157 | 4 | 0.77482
8 | 158 | 4 | 0.6747
8 | 159 | 4 | 0.90587
8 | 160 | 4 | 0.84951
8 | 161 | 4 | 0.54378
8 | 162 | 4 | 0.7915
8 | 163 | 4 | 0.54806
8 | 164 | 4 | 0.6818
8 | 165 | 4 | 0.51761
8 | 166 | 4 | 0.52504
8 | 167 | 4 | 0.52025
8 | 168 | 4 | 0.65695
8 | 169 | 4 | 0.39746
8 | 170 | 4 | 0.40166
8 | 171 | 4 | 0.29785
8 | 172 | 4 | 0.31161
8 | 173 | 4 | 0.12627
8 | 174 | 4 | 0.13003
8 | 175 | 4 | 0.091171
8 | 176 | 4 | 0.042812
8 | 177 | 4 | 0
8 | 178 | 4 | 0
8 | 179 | 4 | 0
8 | 180 | 4 | 0
8 | 181 | 4 | 0
8 | 182 | 4 | 0
8 | 183 | 4 | 0
8 | 184 | 4 | 0
8 | 185 | 4 | 0
8 | 186 | 4 | 0
8 | 187 | 4 | 0
8 | 188 | 4 | 0
8 | 189 | 4 | 0
8 | 190 | 4 | 0
8 | 191 | 4 | 0
8 | 192 | 4 | 0
8 | 193 | 4 | 0
8 | 194 | 4 | 0
8 | 195 | 4 | 0
8 | 196 | 4 | 0
8 | 197 | 4 | 0
8 | 198 | 4 | 0
8 | 199 | 4 | 0
8 | 200 | 4 | 0
8 | 201 | 4 | 0
8 | 202 | 4 | 0
8 | 203 | 4 | 0
8 | 204 | 4 | 0
8 | 205 | 4 | 0
8 | 206 | 4 | 0
8 | 207 | 4 | 0
8 | 208 | 4 | 0
8 | 209 | 4 | 0
8 | 210 | 4 | 0
8 | 211 | 4 | 0
8 | 212 | 4 | 0
8 | 213 | 4 | 0
8 | 214 | 4 | 0
8 | 215 | 4 | 0
8 | 216 | 4 | 0
8 | 217 | 4 | 0.029295
8 | 218 | 4 | 0.080139
8 | 219 | 4 | 0.20233
8 | 220 | 4 | 0.23965
8 | 221 | 4 | 0.35621
8 | 222 | 4 | 0.39739
8 | 223 | 4 | 0.36657
8 | 224 | 4 | 0.57753
8 | 225 | 4 | 0.65167
8 | 226 | 4 | 0.51423
8 | 227 | 4 | 0.69561
8 | 228 | 4 | 0.82655
8 | 229 | 4 | 0.8078
8 | 230 | 4 | 0.55491
8 | 231 | 4 | 0.83531
8 | 232 | 4 | 0.40018
8 | 233 | 4 | 0.81976
8 | 234 | 4 | 1.1493
8 | 235 | 4 | 0.98788
8 | 236 | 4 | 1.1122
8 | 237 | 4 | 1.0775
8 | 238 | 4 | 1.2053
8 | 239 | 4 | 0.94224
8 | 240 | 4 | 1.2385
8 | 241 | 4 | 0.63403
8 | 242 | 4 | 0.8327
8 | 243 | 4 | 1.1479
8 | 244 | 4 | 1.0104
8 | 245 | 4 | 1.2197
8 | 246 | 4 | 1.0563
8 | 247 | 4 | 0.95924
8 | 248 | 4 | 1.1073
8 | 249 | 4 | 0.41209
8 | 250 | 4 | 1.2082
8 | 251 | 4 | 1.0003
8 | 252 | 4 | 1.0694
8 | 253 | 4 | 1.0601
8 | 254 | 4 | 1.0737
8 | 255 | 4 | 1.1689
8 | 256 | 4 | 0.6788
8 | 257 | 4 | 1.0558
8 | 258 | 4 | 1.245
8 | 259 | 4 | 1.245
8 | 260 | 4 | 0.99488
8 | 261 | 4 | 0.66485
8 | 262 | 4 | 0.83259
8 | 263 | 4 | 0.49708
8 | 264 | 4 | 0.92153
8 | 265 | 4 | 0.74772
8 | 266 | 4 | 0.33473
8 | 267 | 4 | 0.50023
8 | 268 | 4 | 0.59902
8 | 269 | 4 | 0.47499
8 | 270 | 4 | 0.48763
8 | 271 | 4 | 0.40025
8 | 272 | 4 | 0.37974
8 | 273 | 4 | 0.26485
8 | 274 | 4 | 0.24991
8 | 275 | 4 | 0.13363
8 | 276 | 4 | 0.042564
8 | 277 | 4 | 0
8 | 278 | 4 | 0
8 | 279 | 4 | 0
8 | 280 | 4 | 0
8 | 281 | 4 | 0
8 | 282 | 4 | 0
8 | 283 | 4 | 0
8 | 284 | 4 | 0
8 | 285 | 4 | 0
8 | 286 | 4 | 0
8 | 287 | 4 | 0
8 | 288 | 4 | 0
8 | 289 | 4 | 0
8 | 290 | 4 | 0
8 | 291 | 4 | 0
8 | 292 | 4 | 0
8 | 293 | 4 | 0
8 | 294 | 4 | 0
8 | 295 | 4 | 0
8 | 296 | 4 | 0
8 | 297 | 4 | 0
8 | 298 | 4 | 0
8 | 299 | 4 | 0
8 | 300 | 4 | 0
8 | 301 | 4 | 0
8 | 302 | 4 | 0
8 | 303 | 4 | 0
8 | 304 | 4 | 0
8 | 305 | 4 | 0
8 | 306 | 4 | 0
8 | 307 | 4 | 0
8 | 308 | 4 | 0
8 | 309 | 4 | 0
8 | 310 | 4 | 0
8 | 311 | 4 | 0
8 | 312 | 4 | 0
8 | 313 | 4 | 0
8 | 314 | 4 | 0
8 | 315 | 4 | 0
8 | 316 | 4 | 0
8 | 317 | 4 | 0.019522
8 | 318 | 4 | 0.040095
8 | 319 | 4 | 0.064304
8 | 320 | 4 | 0.13077
8 | 321 | 4 | 0.14253
8 | 322 | 4 | 0.13852
8 | 323 | 4 | 0.24511
8 | 324 | 4 | 0.15673
8 | 325 | 4 | 0.19046
8 | 326 | 4 | 0.16558
8 | 327 | 4 | 0.26003
8 | 328 | 4 | 0.29899
8 | 329 | 4 | 0.2608
8 | 330 | 4 | 0.38845
8 | 331 | 4 | 0.35082
8 | 332 | 4 | 0.36308
8 | 333 | 4 | 0.3143
8 | 334 | 4 | 0.48234
8 | 335 | 4 | 0.45622
8 | 336 | 4 | 0.41446
8 | 337 | 4 | 0.56866
8 | 338 | 4 | 0.35352
8 | 339 | 4 | 0.20726
8 | 340 | 4 | 0.38144
8 | 341 | 4 | 0.46424
8 | 342 | 4 | 0.49525
8 | 343 | 4 | 0.50427
8 | 344 | 4 | 0.38239
8 | 345 | 4 | 0.43161
8 | 346 | 4 | 0.41253
8 | 347 | 4 | 0.5394
8 | 348 | 4 | 0.48133
8 | 349 | 4 | 0.34968
8 | 350 | 4 | 0.38638
8 | 351 | 4 | 0.53625
8 | 352 | 4 | 0.33495
8 | 353 | 4 | 0.28566
8 | 354 | 4 | 0.36008
8 | 355 | 4 | 0.28927
8 | 356 | 4 | 0.2959
8 | 357 | 4 | 0.27642
8 | 358 | 4 | 0.19031
8 | 359 | 4 | 0.30345
8 | 360 | 4 | 0.21216
8 | 361 | 4 | 0.24433
8 | 362 | 4 | 0.18164
8 | 363 | 4 | 0.15072
8 | 364 | 4 | 0.16224
8 | 365 | 4 | 0.14929
8 | 366 | 4 | 0.098297
8 | 367 | 4 | 0.059097
8 | 368 | 4 | 0.015403
8 | 369 | 4 | 0
8 | 370 | 4 | 0
8 | 371 | 4 | 0
8 | 372 | 4 | 0
8 | 373 | 4 | 0
8 | 374 | 4 | 0
8 | 375 | 4 | 0
8 | 376 | 4 | 0
8 | 377 | 4 | 0
8 | 378 | 4 | 0
8 | 379 | 4 | 0
8 | 380 | 4 | 0
8 | 381 | 4 | 0
8 | 382 | 4 | 0
8 | 383 | 4 | 0
8 | 384 | 4 | 0
8 | 1 | 5 | 0
8 | 2 | 5 | 0
8 | 3 | 5 | 0
8 | 4 | 5 | 0
8 | 5 | 5 | 0
8 | 6 | 5 | 0
8 | 7 | 5 | 0
8 | 8 | 5 | 0
8 | 9 | 5 | 0
8 | 10 | 5 | 0
8 | 11 | 5 | 0
8 | 12 | 5 | 0
8 | 13 | 5 | 0
8 | 14 | 5 | 0
8 | 15 | 5 | 0
8 | 16 | 5 | 0
8 | 17 | 5 | 0
8 | 18 | 5 | 0
8 | 19 | 5 | 0
8 | 20 | 5 | 0
8 | 21 | 5 | 0
8 | 22 | 5 | 0
8 | 23 | 5 | 0
8 | 24 | 5 | 0
8 | 25 | 5 | 0
8 | 26 | 5 | 0
8 | 27 | 5 | 0
8 | 28 | 5 | 0
8 | 29 | 5 | 0
8 | 30 | 5 | 0
8 | 31 | 5 | 0
8 | 32 | 5 | 0
8 | 33 | 5 | 0
8 | 34 | 5 | 0
8 | 35 | 5 | 0
8 | 36 | 5 | 0
8 | 37 | 5 | 0.013419
8 | 38 | 5 | 0.047993
8 | 39 | 5 | 0.10498
8 | 40 | 5 | 0.095509
8 | 41 | 5 | 0.18564
8 | 42 | 5 | 0.20139
8 | 43 | 5 | 0.27214
8 | 44 | 5 | 0.32296
8 | 45 | 5 | 0.44723
8 | 46 | 5 | 0.22065
8 | 47 | 5 | 0.43848
8 | 48 | 5 | 0.42126
8 | 49 | 5 | 0.43984
8 | 50 | 5 | 0.47139
8 | 51 | 5 | 0.5065
8 | 52 | 5 | 0.39737
8 | 53 | 5 | 0.56323
8 | 54 | 5 | 0.57312
8 | 55 | 5 | 0.52693
8 | 56 | 5 | 0.52763
8 | 57 | 5 | 0.39991
8 | 58 | 5 | 0.36362
8 | 59 | 5 | 0.41076
8 | 60 | 5 | 0.3664
8 | 61 | 5 | 0.37486
8 | 62 | 5 | 0.39894
8 | 63 | 5 | 0.37087
8 | 64 | 5 | 0.23593
8 | 65 | 5 | 0.27667
8 | 66 | 5 | 0.23491
8 | 67 | 5 | 0.19834
8 | 68 | 5 | 0.19811
8 | 69 | 5 | 0.13271
8 | 70 | 5 | 0.10986
8 | 71 | 5 | 0.074601
8 | 72 | 5 | 0.015634
8 | 73 | 5 | 0
8 | 74 | 5 | 0
8 | 75 | 5 | 0
8 | 76 | 5 | 0
8 | 77 | 5 | 0
8 | 78 | 5 | 0
8 | 79 | 5 | 0
8 | 80 | 5 | 0
8 | 81 | 5 | 0
8 | 82 | 5 | 0
8 | 83 | 5 | 0
8 | 84 | 5 | 0
8 | 85 | 5 | 0
8 | 86 | 5 | 0
8 | 87 | 5 | 0
8 | 88 | 5 | 0
8 | 89 | 5 | 0
8 | 90 | 5 | 0
8 | 91 | 5 | 0
8 | 92 | 5 | 0
8 | 93 | 5 | 0
8 | 94 | 5 | 0
8 | 95 | 5 | 0
8 | 96 | 5 | 0
8 | 97 | 5 | 0
8 | 98 | 5 | 0
8 | 99 | 5 | 0
8 | 100 | 5 | 0
8 | 101 | 5 | 0
8 | 102 | 5 | 0
8 | 103 | 5 | 0
8 | 104 | 5 | 0
8 | 105 | 5 | 0
8 | 106 | 5 | 0
8 | 107 | 5 | 0
8 | 108 | 5 | 0
8 | 109 | 5 | 0
8 | 110 | 5 | 0
8 | 111 | 5 | 0
8 | 112 | 5 | 0
8 | 113 | 5 | 0
8 | 114 | 5 | 0
8 | 115 | 5 | 0
8 | 116 | 5 | 0
8 | 117 | 5 | 0
8 | 118 | 5 | 0
8 | 119 | 5 | 0
8 | 120 | 5 | 0
8 | 121 | 5 | 0
8 | 122 | 5 | 0
8 | 123 | 5 | 0
8 | 124 | 5 | 0
8 | 125 | 5 | 0.021503
8 | 126 | 5 | 0.081501
8 | 127 | 5 | 0.13989
8 | 128 | 5 | 0.28543
8 | 129 | 5 | 0.24851
8 | 130 | 5 | 0.20544
8 | 131 | 5 | 0.36712
8 | 132 | 5 | 0.45348
8 | 133 | 5 | 0.47132
8 | 134 | 5 | 0.42624
8 | 135 | 5 | 0.58937
8 | 136 | 5 | 0.44554
8 | 137 | 5 | 0.74383
8 | 138 | 5 | 0.72334
8 | 139 | 5 | 0.86268
8 | 140 | 5 | 0.64006
8 | 141 | 5 | 0.64747
8 | 142 | 5 | 0.63142
8 | 143 | 5 | 0.63686
8 | 144 | 5 | 0.61091
8 | 145 | 5 | 0.77089
8 | 146 | 5 | 0.79001
8 | 147 | 5 | 0.81421
8 | 148 | 5 | 0.8231
8 | 149 | 5 | 0.83486
8 | 150 | 5 | 0.97762
8 | 151 | 5 | 0.75847
8 | 152 | 5 | 0.95473
8 | 153 | 5 | 0.89929
8 | 154 | 5 | 1.097
8 | 155 | 5 | 0.87871
8 | 156 | 5 | 0.98923
8 | 157 | 5 | 0.77482
8 | 158 | 5 | 0.6747
8 | 159 | 5 | 0.90587
8 | 160 | 5 | 0.84951
8 | 161 | 5 | 0.54378
8 | 162 | 5 | 0.7915
8 | 163 | 5 | 0.54806
8 | 164 | 5 | 0.6818
8 | 165 | 5 | 0.51761
8 | 166 | 5 | 0.52504
8 | 167 | 5 | 0.52025
8 | 168 | 5 | 0.65695
8 | 169 | 5 | 0.39746
8 | 170 | 5 | 0.40166
8 | 171 | 5 | 0.29785
8 | 172 | 5 | 0.31161
8 | 173 | 5 | 0.12627
8 | 174 | 5 | 0.13003
8 | 175 | 5 | 0.091171
8 | 176 | 5 | 0.042812
8 | 177 | 5 | 0
8 | 178 | 5 | 0
8 | 179 | 5 | 0
8 | 180 | 5 | 0
8 | 181 | 5 | 0
8 | 182 | 5 | 0
8 | 183 | 5 | 0
8 | 184 | 5 | 0
8 | 185 | 5 | 0
8 | 186 | 5 | 0
8 | 187 | 5 | 0
8 | 188 | 5 | 0
8 | 189 | 5 | 0
8 | 190 | 5 | 0
8 | 191 | 5 | 0
8 | 192 | 5 | 0
8 | 193 | 5 | 0
8 | 194 | 5 | 0
8 | 195 | 5 | 0
8 | 196 | 5 | 0
8 | 197 | 5 | 0
8 | 198 | 5 | 0
8 | 199 | 5 | 0
8 | 200 | 5 | 0
8 | 201 | 5 | 0
8 | 202 | 5 | 0
8 | 203 | 5 | 0
8 | 204 | 5 | 0
8 | 205 | 5 | 0
8 | 206 | 5 | 0
8 | 207 | 5 | 0
8 | 208 | 5 | 0
8 | 209 | 5 | 0
8 | 210 | 5 | 0
8 | 211 | 5 | 0
8 | 212 | 5 | 0
8 | 213 | 5 | 0
8 | 214 | 5 | 0
8 | 215 | 5 | 0
8 | 216 | 5 | 0
8 | 217 | 5 | 0.029295
8 | 218 | 5 | 0.080139
8 | 219 | 5 | 0.20233
8 | 220 | 5 | 0.23965
8 | 221 | 5 | 0.35621
8 | 222 | 5 | 0.39739
8 | 223 | 5 | 0.36657
8 | 224 | 5 | 0.57753
8 | 225 | 5 | 0.65167
8 | 226 | 5 | 0.51423
8 | 227 | 5 | 0.69561
8 | 228 | 5 | 0.82655
8 | 229 | 5 | 0.8078
8 | 230 | 5 | 0.55491
8 | 231 | 5 | 0.83531
8 | 232 | 5 | 0.40018
8 | 233 | 5 | 0.81976
8 | 234 | 5 | 1.1493
8 | 235 | 5 | 0.98788
8 | 236 | 5 | 1.1122
8 | 237 | 5 | 1.0775
8 | 238 | 5 | 1.2053
8 | 239 | 5 | 0.94224
8 | 240 | 5 | 1.2385
8 | 241 | 5 | 0.63403
8 | 242 | 5 | 0.8327
8 | 243 | 5 | 1.1479
8 | 244 | 5 | 1.0104
8 | 245 | 5 | 1.2197
8 | 246 | 5 | 1.0563
8 | 247 | 5 | 0.95924
8 | 248 | 5 | 1.1073
8 | 249 | 5 | 0.41209
8 | 250 | 5 | 1.2082
8 | 251 | 5 | 1.0003
8 | 252 | 5 | 1.0694
8 | 253 | 5 | 1.0601
8 | 254 | 5 | 1.0737
8 | 255 | 5 | 1.1689
8 | 256 | 5 | 0.6788
8 | 257 | 5 | 1.0558
8 | 258 | 5 | 1.245
8 | 259 | 5 | 1.245
8 | 260 | 5 | 0.99488
8 | 261 | 5 | 0.66485
8 | 262 | 5 | 0.83259
8 | 263 | 5 | 0.49708
8 | 264 | 5 | 0.92153
8 | 265 | 5 | 0.74772
8 | 266 | 5 | 0.33473
8 | 267 | 5 | 0.50023
8 | 268 | 5 | 0.59902
8 | 269 | 5 | 0.47499
8 | 270 | 5 | 0.48763
8 | 271 | 5 | 0.40025
8 | 272 | 5 | 0.37974
8 | 273 | 5 | 0.26485
8 | 274 | 5 | 0.24991
8 | 275 | 5 | 0.13363
8 | 276 | 5 | 0.042564
8 | 277 | 5 | 0
8 | 278 | 5 | 0
8 | 279 | 5 | 0
8 | 280 | 5 | 0
8 | 281 | 5 | 0
8 | 282 | 5 | 0
8 | 283 | 5 | 0
8 | 284 | 5 | 0
8 | 285 | 5 | 0
8 | 286 | 5 | 0
8 | 287 | 5 | 0
8 | 288 | 5 | 0
8 | 289 | 5 | 0
8 | 290 | 5 | 0
8 | 291 | 5 | 0
8 | 292 | 5 | 0
8 | 293 | 5 | 0
8 | 294 | 5 | 0
8 | 295 | 5 | 0
8 | 296 | 5 | 0
8 | 297 | 5 | 0
8 | 298 | 5 | 0
8 | 299 | 5 | 0
8 | 300 | 5 | 0
8 | 301 | 5 | 0
8 | 302 | 5 | 0
8 | 303 | 5 | 0
8 | 304 | 5 | 0
8 | 305 | 5 | 0
8 | 306 | 5 | 0
8 | 307 | 5 | 0
8 | 308 | 5 | 0
8 | 309 | 5 | 0
8 | 310 | 5 | 0
8 | 311 | 5 | 0
8 | 312 | 5 | 0
8 | 313 | 5 | 0
8 | 314 | 5 | 0
8 | 315 | 5 | 0
8 | 316 | 5 | 0
8 | 317 | 5 | 0.019522
8 | 318 | 5 | 0.040095
8 | 319 | 5 | 0.064304
8 | 320 | 5 | 0.13077
8 | 321 | 5 | 0.14253
8 | 322 | 5 | 0.13852
8 | 323 | 5 | 0.24511
8 | 324 | 5 | 0.15673
8 | 325 | 5 | 0.19046
8 | 326 | 5 | 0.16558
8 | 327 | 5 | 0.26003
8 | 328 | 5 | 0.29899
8 | 329 | 5 | 0.2608
8 | 330 | 5 | 0.38845
8 | 331 | 5 | 0.35082
8 | 332 | 5 | 0.36308
8 | 333 | 5 | 0.3143
8 | 334 | 5 | 0.48234
8 | 335 | 5 | 0.45622
8 | 336 | 5 | 0.41446
8 | 337 | 5 | 0.56866
8 | 338 | 5 | 0.35352
8 | 339 | 5 | 0.20726
8 | 340 | 5 | 0.38144
8 | 341 | 5 | 0.46424
8 | 342 | 5 | 0.49525
8 | 343 | 5 | 0.50427
8 | 344 | 5 | 0.38239
8 | 345 | 5 | 0.43161
8 | 346 | 5 | 0.41253
8 | 347 | 5 | 0.5394
8 | 348 | 5 | 0.48133
8 | 349 | 5 | 0.34968
8 | 350 | 5 | 0.38638
8 | 351 | 5 | 0.53625
8 | 352 | 5 | 0.33495
8 | 353 | 5 | 0.28566
8 | 354 | 5 | 0.36008
8 | 355 | 5 | 0.28927
8 | 356 | 5 | 0.2959
8 | 357 | 5 | 0.27642
8 | 358 | 5 | 0.19031
8 | 359 | 5 | 0.30345
8 | 360 | 5 | 0.21216
8 | 361 | 5 | 0.24433
8 | 362 | 5 | 0.18164
8 | 363 | 5 | 0.15072
8 | 364 | 5 | 0.16224
8 | 365 | 5 | 0.14929
8 | 366 | 5 | 0.098297
8 | 367 | 5 | 0.059097
8 | 368 | 5 | 0.015403
8 | 369 | 5 | 0
8 | 370 | 5 | 0
8 | 371 | 5 | 0
8 | 372 | 5 | 0
8 | 373 | 5 | 0
8 | 374 | 5 | 0
8 | 375 | 5 | 0
8 | 376 | 5 | 0
8 | 377 | 5 | 0
8 | 378 | 5 | 0
8 | 379 | 5 | 0
8 | 380 | 5 | 0
8 | 381 | 5 | 0
8 | 382 | 5 | 0
8 | 383 | 5 | 0
8 | 384 | 5 | 0
8 | 1 | 6 | 0
8 | 2 | 6 | 0
8 | 3 | 6 | 0
8 | 4 | 6 | 0
8 | 5 | 6 | 0
8 | 6 | 6 | 0
8 | 7 | 6 | 0
8 | 8 | 6 | 0
8 | 9 | 6 | 0
8 | 10 | 6 | 0
8 | 11 | 6 | 0
8 | 12 | 6 | 0
8 | 13 | 6 | 0
8 | 14 | 6 | 0
8 | 15 | 6 | 0
8 | 16 | 6 | 0
8 | 17 | 6 | 0
8 | 18 | 6 | 0
8 | 19 | 6 | 0
8 | 20 | 6 | 0
8 | 21 | 6 | 0
8 | 22 | 6 | 0
8 | 23 | 6 | 0
8 | 24 | 6 | 0
8 | 25 | 6 | 0
8 | 26 | 6 | 0
8 | 27 | 6 | 0
8 | 28 | 6 | 0
8 | 29 | 6 | 0
8 | 30 | 6 | 0
8 | 31 | 6 | 0
8 | 32 | 6 | 0
8 | 33 | 6 | 0
8 | 34 | 6 | 0
8 | 35 | 6 | 0
8 | 36 | 6 | 0
8 | 37 | 6 | 0.013419
8 | 38 | 6 | 0.047993
8 | 39 | 6 | 0.10498
8 | 40 | 6 | 0.095509
8 | 41 | 6 | 0.18564
8 | 42 | 6 | 0.20139
8 | 43 | 6 | 0.27214
8 | 44 | 6 | 0.32296
8 | 45 | 6 | 0.44723
8 | 46 | 6 | 0.22065
8 | 47 | 6 | 0.43848
8 | 48 | 6 | 0.42126
8 | 49 | 6 | 0.43984
8 | 50 | 6 | 0.47139
8 | 51 | 6 | 0.5065
8 | 52 | 6 | 0.39737
8 | 53 | 6 | 0.56323
8 | 54 | 6 | 0.57312
8 | 55 | 6 | 0.52693
8 | 56 | 6 | 0.52763
8 | 57 | 6 | 0.39991
8 | 58 | 6 | 0.36362
8 | 59 | 6 | 0.41076
8 | 60 | 6 | 0.3664
8 | 61 | 6 | 0.37486
8 | 62 | 6 | 0.39894
8 | 63 | 6 | 0.37087
8 | 64 | 6 | 0.23593
8 | 65 | 6 | 0.27667
8 | 66 | 6 | 0.23491
8 | 67 | 6 | 0.19834
8 | 68 | 6 | 0.19811
8 | 69 | 6 | 0.13271
8 | 70 | 6 | 0.10986
8 | 71 | 6 | 0.074601
8 | 72 | 6 | 0.015634
8 | 73 | 6 | 0
8 | 74 | 6 | 0
8 | 75 | 6 | 0
8 | 76 | 6 | 0
8 | 77 | 6 | 0
8 | 78 | 6 | 0
8 | 79 | 6 | 0
8 | 80 | 6 | 0
8 | 81 | 6 | 0
8 | 82 | 6 | 0
8 | 83 | 6 | 0
8 | 84 | 6 | 0
8 | 85 | 6 | 0
8 | 86 | 6 | 0
8 | 87 | 6 | 0
8 | 88 | 6 | 0
8 | 89 | 6 | 0
8 | 90 | 6 | 0
8 | 91 | 6 | 0
8 | 92 | 6 | 0
8 | 93 | 6 | 0
8 | 94 | 6 | 0
8 | 95 | 6 | 0
8 | 96 | 6 | 0
8 | 97 | 6 | 0
8 | 98 | 6 | 0
8 | 99 | 6 | 0
8 | 100 | 6 | 0
8 | 101 | 6 | 0
8 | 102 | 6 | 0
8 | 103 | 6 | 0
8 | 104 | 6 | 0
8 | 105 | 6 | 0
8 | 106 | 6 | 0
8 | 107 | 6 | 0
8 | 108 | 6 | 0
8 | 109 | 6 | 0
8 | 110 | 6 | 0
8 | 111 | 6 | 0
8 | 112 | 6 | 0
8 | 113 | 6 | 0
8 | 114 | 6 | 0
8 | 115 | 6 | 0
8 | 116 | 6 | 0
8 | 117 | 6 | 0
8 | 118 | 6 | 0
8 | 119 | 6 | 0
8 | 120 | 6 | 0
8 | 121 | 6 | 0
8 | 122 | 6 | 0
8 | 123 | 6 | 0
8 | 124 | 6 | 0
8 | 125 | 6 | 0.021503
8 | 126 | 6 | 0.081501
8 | 127 | 6 | 0.13989
8 | 128 | 6 | 0.28543
8 | 129 | 6 | 0.24851
8 | 130 | 6 | 0.20544
8 | 131 | 6 | 0.36712
8 | 132 | 6 | 0.45348
8 | 133 | 6 | 0.47132
8 | 134 | 6 | 0.42624
8 | 135 | 6 | 0.58937
8 | 136 | 6 | 0.44554
8 | 137 | 6 | 0.74383
8 | 138 | 6 | 0.72334
8 | 139 | 6 | 0.86268
8 | 140 | 6 | 0.64006
8 | 141 | 6 | 0.64747
8 | 142 | 6 | 0.63142
8 | 143 | 6 | 0.63686
8 | 144 | 6 | 0.61091
8 | 145 | 6 | 0.77089
8 | 146 | 6 | 0.79001
8 | 147 | 6 | 0.81421
8 | 148 | 6 | 0.8231
8 | 149 | 6 | 0.83486
8 | 150 | 6 | 0.97762
8 | 151 | 6 | 0.75847
8 | 152 | 6 | 0.95473
8 | 153 | 6 | 0.89929
8 | 154 | 6 | 1.097
8 | 155 | 6 | 0.87871
8 | 156 | 6 | 0.98923
8 | 157 | 6 | 0.77482
8 | 158 | 6 | 0.6747
8 | 159 | 6 | 0.90587
8 | 160 | 6 | 0.84951
8 | 161 | 6 | 0.54378
8 | 162 | 6 | 0.7915
8 | 163 | 6 | 0.54806
8 | 164 | 6 | 0.6818
8 | 165 | 6 | 0.51761
8 | 166 | 6 | 0.52504
8 | 167 | 6 | 0.52025
8 | 168 | 6 | 0.65695
8 | 169 | 6 | 0.39746
8 | 170 | 6 | 0.40166
8 | 171 | 6 | 0.29785
8 | 172 | 6 | 0.31161
8 | 173 | 6 | 0.12627
8 | 174 | 6 | 0.13003
8 | 175 | 6 | 0.091171
8 | 176 | 6 | 0.042812
8 | 177 | 6 | 0
8 | 178 | 6 | 0
8 | 179 | 6 | 0
8 | 180 | 6 | 0
8 | 181 | 6 | 0
8 | 182 | 6 | 0
8 | 183 | 6 | 0
8 | 184 | 6 | 0
8 | 185 | 6 | 0
8 | 186 | 6 | 0
8 | 187 | 6 | 0
8 | 188 | 6 | 0
8 | 189 | 6 | 0
8 | 190 | 6 | 0
8 | 191 | 6 | 0
8 | 192 | 6 | 0
8 | 193 | 6 | 0
8 | 194 | 6 | 0
8 | 195 | 6 | 0
8 | 196 | 6 | 0
8 | 197 | 6 | 0
8 | 198 | 6 | 0
8 | 199 | 6 | 0
8 | 200 | 6 | 0
8 | 201 | 6 | 0
8 | 202 | 6 | 0
8 | 203 | 6 | 0
8 | 204 | 6 | 0
8 | 205 | 6 | 0
8 | 206 | 6 | 0
8 | 207 | 6 | 0
8 | 208 | 6 | 0
8 | 209 | 6 | 0
8 | 210 | 6 | 0
8 | 211 | 6 | 0
8 | 212 | 6 | 0
8 | 213 | 6 | 0
8 | 214 | 6 | 0
8 | 215 | 6 | 0
8 | 216 | 6 | 0
8 | 217 | 6 | 0.029295
8 | 218 | 6 | 0.080139
8 | 219 | 6 | 0.20233
8 | 220 | 6 | 0.23965
8 | 221 | 6 | 0.35621
8 | 222 | 6 | 0.39739
8 | 223 | 6 | 0.36657
8 | 224 | 6 | 0.57753
8 | 225 | 6 | 0.65167
8 | 226 | 6 | 0.51423
8 | 227 | 6 | 0.69561
8 | 228 | 6 | 0.82655
8 | 229 | 6 | 0.8078
8 | 230 | 6 | 0.55491
8 | 231 | 6 | 0.83531
8 | 232 | 6 | 0.40018
8 | 233 | 6 | 0.81976
8 | 234 | 6 | 1.1493
8 | 235 | 6 | 0.98788
8 | 236 | 6 | 1.1122
8 | 237 | 6 | 1.0775
8 | 238 | 6 | 1.2053
8 | 239 | 6 | 0.94224
8 | 240 | 6 | 1.2385
8 | 241 | 6 | 0.63403
8 | 242 | 6 | 0.8327
8 | 243 | 6 | 1.1479
8 | 244 | 6 | 1.0104
8 | 245 | 6 | 1.2197
8 | 246 | 6 | 1.0563
8 | 247 | 6 | 0.95924
8 | 248 | 6 | 1.1073
8 | 249 | 6 | 0.41209
8 | 250 | 6 | 1.2082
8 | 251 | 6 | 1.0003
8 | 252 | 6 | 1.0694
8 | 253 | 6 | 1.0601
8 | 254 | 6 | 1.0737
8 | 255 | 6 | 1.1689
8 | 256 | 6 | 0.6788
8 | 257 | 6 | 1.0558
8 | 258 | 6 | 1.245
8 | 259 | 6 | 1.245
8 | 260 | 6 | 0.99488
8 | 261 | 6 | 0.66485
8 | 262 | 6 | 0.83259
8 | 263 | 6 | 0.49708
8 | 264 | 6 | 0.92153
8 | 265 | 6 | 0.74772
8 | 266 | 6 | 0.33473
8 | 267 | 6 | 0.50023
8 | 268 | 6 | 0.59902
8 | 269 | 6 | 0.47499
8 | 270 | 6 | 0.48763
8 | 271 | 6 | 0.40025
8 | 272 | 6 | 0.37974
8 | 273 | 6 | 0.26485
8 | 274 | 6 | 0.24991
8 | 275 | 6 | 0.13363
8 | 276 | 6 | 0.042564
8 | 277 | 6 | 0
8 | 278 | 6 | 0
8 | 279 | 6 | 0
8 | 280 | 6 | 0
8 | 281 | 6 | 0
8 | 282 | 6 | 0
8 | 283 | 6 | 0
8 | 284 | 6 | 0
8 | 285 | 6 | 0
8 | 286 | 6 | 0
8 | 287 | 6 | 0
8 | 288 | 6 | 0
8 | 289 | 6 | 0
8 | 290 | 6 | 0
8 | 291 | 6 | 0
8 | 292 | 6 | 0
8 | 293 | 6 | 0
8 | 294 | 6 | 0
8 | 295 | 6 | 0
8 | 296 | 6 | 0
8 | 297 | 6 | 0
8 | 298 | 6 | 0
8 | 299 | 6 | 0
8 | 300 | 6 | 0
8 | 301 | 6 | 0
8 | 302 | 6 | 0
8 | 303 | 6 | 0
8 | 304 | 6 | 0
8 | 305 | 6 | 0
8 | 306 | 6 | 0
8 | 307 | 6 | 0
8 | 308 | 6 | 0
8 | 309 | 6 | 0
8 | 310 | 6 | 0
8 | 311 | 6 | 0
8 | 312 | 6 | 0
8 | 313 | 6 | 0
8 | 314 | 6 | 0
8 | 315 | 6 | 0
8 | 316 | 6 | 0
8 | 317 | 6 | 0.019522
8 | 318 | 6 | 0.040095
8 | 319 | 6 | 0.064304
8 | 320 | 6 | 0.13077
8 | 321 | 6 | 0.14253
8 | 322 | 6 | 0.13852
8 | 323 | 6 | 0.24511
8 | 324 | 6 | 0.15673
8 | 325 | 6 | 0.19046
8 | 326 | 6 | 0.16558
8 | 327 | 6 | 0.26003
8 | 328 | 6 | 0.29899
8 | 329 | 6 | 0.2608
8 | 330 | 6 | 0.38845
8 | 331 | 6 | 0.35082
8 | 332 | 6 | 0.36308
8 | 333 | 6 | 0.3143
8 | 334 | 6 | 0.48234
8 | 335 | 6 | 0.45622
8 | 336 | 6 | 0.41446
8 | 337 | 6 | 0.56866
8 | 338 | 6 | 0.35352
8 | 339 | 6 | 0.20726
8 | 340 | 6 | 0.38144
8 | 341 | 6 | 0.46424
8 | 342 | 6 | 0.49525
8 | 343 | 6 | 0.50427
8 | 344 | 6 | 0.38239
8 | 345 | 6 | 0.43161
8 | 346 | 6 | 0.41253
8 | 347 | 6 | 0.5394
8 | 348 | 6 | 0.48133
8 | 349 | 6 | 0.34968
8 | 350 | 6 | 0.38638
8 | 351 | 6 | 0.53625
8 | 352 | 6 | 0.33495
8 | 353 | 6 | 0.28566
8 | 354 | 6 | 0.36008
8 | 355 | 6 | 0.28927
8 | 356 | 6 | 0.2959
8 | 357 | 6 | 0.27642
8 | 358 | 6 | 0.19031
8 | 359 | 6 | 0.30345
8 | 360 | 6 | 0.21216
8 | 361 | 6 | 0.24433
8 | 362 | 6 | 0.18164
8 | 363 | 6 | 0.15072
8 | 364 | 6 | 0.16224
8 | 365 | 6 | 0.14929
8 | 366 | 6 | 0.098297
8 | 367 | 6 | 0.059097
8 | 368 | 6 | 0.015403
8 | 369 | 6 | 0
8 | 370 | 6 | 0
8 | 371 | 6 | 0
8 | 372 | 6 | 0
8 | 373 | 6 | 0
8 | 374 | 6 | 0
8 | 375 | 6 | 0
8 | 376 | 6 | 0
8 | 377 | 6 | 0
8 | 378 | 6 | 0
8 | 379 | 6 | 0
8 | 380 | 6 | 0
8 | 381 | 6 | 0
8 | 382 | 6 | 0
8 | 383 | 6 | 0
8 | 384 | 6 | 0
8 | 1 | 7 | 0
8 | 2 | 7 | 0
8 | 3 | 7 | 0
8 | 4 | 7 | 0
8 | 5 | 7 | 0
8 | 6 | 7 | 0
8 | 7 | 7 | 0
8 | 8 | 7 | 0
8 | 9 | 7 | 0
8 | 10 | 7 | 0
8 | 11 | 7 | 0
8 | 12 | 7 | 0
8 | 13 | 7 | 0
8 | 14 | 7 | 0
8 | 15 | 7 | 0
8 | 16 | 7 | 0
8 | 17 | 7 | 0
8 | 18 | 7 | 0
8 | 19 | 7 | 0
8 | 20 | 7 | 0
8 | 21 | 7 | 0
8 | 22 | 7 | 0
8 | 23 | 7 | 0
8 | 24 | 7 | 0
8 | 25 | 7 | 0
8 | 26 | 7 | 0
8 | 27 | 7 | 0
8 | 28 | 7 | 0
8 | 29 | 7 | 0
8 | 30 | 7 | 0
8 | 31 | 7 | 0
8 | 32 | 7 | 0
8 | 33 | 7 | 0
8 | 34 | 7 | 0
8 | 35 | 7 | 0
8 | 36 | 7 | 0
8 | 37 | 7 | 0.0090143
8 | 38 | 7 | 0.03243
8 | 39 | 7 | 0.068525
8 | 40 | 7 | 0.064323
8 | 41 | 7 | 0.12618
8 | 42 | 7 | 0.13562
8 | 43 | 7 | 0.17973
8 | 44 | 7 | 0.21784
8 | 45 | 7 | 0.29306
8 | 46 | 7 | 0.14678
8 | 47 | 7 | 0.29713
8 | 48 | 7 | 0.27838
8 | 49 | 7 | 0.29059
8 | 50 | 7 | 0.30926
8 | 51 | 7 | 0.33063
8 | 52 | 7 | 0.26686
8 | 53 | 7 | 0.37086
8 | 54 | 7 | 0.37827
8 | 55 | 7 | 0.35116
8 | 56 | 7 | 0.34495
8 | 57 | 7 | 0.26742
8 | 58 | 7 | 0.23874
8 | 59 | 7 | 0.27485
8 | 60 | 7 | 0.24627
8 | 61 | 7 | 0.24562
8 | 62 | 7 | 0.265
8 | 63 | 7 | 0.24922
8 | 64 | 7 | 0.15672
8 | 65 | 7 | 0.18085
8 | 66 | 7 | 0.15684
8 | 67 | 7 | 0.13312
8 | 68 | 7 | 0.13216
8 | 69 | 7 | 0.090056
8 | 70 | 7 | 0.0735
8 | 71 | 7 | 0.050543
8 | 72 | 7 | 0.010261
8 | 73 | 7 | 0
8 | 74 | 7 | 0
8 | 75 | 7 | 0
8 | 76 | 7 | 0
8 | 77 | 7 | 0
8 | 78 | 7 | 0
8 | 79 | 7 | 0
8 | 80 | 7 | 0
8 | 81 | 7 | 0
8 | 82 | 7 | 0
8 | 83 | 7 | 0
8 | 84 | 7 | 0
8 | 85 | 7 | 0
8 | 86 | 7 | 0
8 | 87 | 7 | 0
8 | 88 | 7 | 0
8 | 89 | 7 | 0
8 | 90 | 7 | 0
8 | 91 | 7 | 0
8 | 92 | 7 | 0
8 | 93 | 7 | 0
8 | 94 | 7 | 0
8 | 95 | 7 | 0
8 | 96 | 7 | 0
8 | 97 | 7 | 0
8 | 98 | 7 | 0
8 | 99 | 7 | 0
8 | 100 | 7 | 0
8 | 101 | 7 | 0
8 | 102 | 7 | 0
8 | 103 | 7 | 0
8 | 104 | 7 | 0
8 | 105 | 7 | 0
8 | 106 | 7 | 0
8 | 107 | 7 | 0
8 | 108 | 7 | 0
8 | 109 | 7 | 0
8 | 110 | 7 | 0
8 | 111 | 7 | 0
8 | 112 | 7 | 0
8 | 113 | 7 | 0
8 | 114 | 7 | 0
8 | 115 | 7 | 0
8 | 116 | 7 | 0
8 | 117 | 7 | 0
8 | 118 | 7 | 0
8 | 119 | 7 | 0
8 | 120 | 7 | 0
8 | 121 | 7 | 0
8 | 122 | 7 | 0
8 | 123 | 7 | 0
8 | 124 | 7 | 0
8 | 125 | 7 | 0.014544
8 | 126 | 7 | 0.054422
8 | 127 | 7 | 0.093463
8 | 128 | 7 | 0.19292
8 | 129 | 7 | 0.16299
8 | 130 | 7 | 0.13568
8 | 131 | 7 | 0.24561
8 | 132 | 7 | 0.30801
8 | 133 | 7 | 0.31501
8 | 134 | 7 | 0.27822
8 | 135 | 7 | 0.39771
8 | 136 | 7 | 0.29365
8 | 137 | 7 | 0.50207
8 | 138 | 7 | 0.47995
8 | 139 | 7 | 0.58358
8 | 140 | 7 | 0.43101
8 | 141 | 7 | 0.43266
8 | 142 | 7 | 0.41437
8 | 143 | 7 | 0.41649
8 | 144 | 7 | 0.40064
8 | 145 | 7 | 0.50379
8 | 146 | 7 | 0.51777
8 | 147 | 7 | 0.53646
8 | 148 | 7 | 0.55352
8 | 149 | 7 | 0.55795
8 | 150 | 7 | 0.63795
8 | 151 | 7 | 0.49629
8 | 152 | 7 | 0.64841
8 | 153 | 7 | 0.60122
8 | 154 | 7 | 0.72208
8 | 155 | 7 | 0.57963
8 | 156 | 7 | 0.66605
8 | 157 | 7 | 0.50982
8 | 158 | 7 | 0.45131
8 | 159 | 7 | 0.6153
8 | 160 | 7 | 0.5743
8 | 161 | 7 | 0.3585
8 | 162 | 7 | 0.52753
8 | 163 | 7 | 0.36718
8 | 164 | 7 | 0.4606
8 | 165 | 7 | 0.33999
8 | 166 | 7 | 0.34271
8 | 167 | 7 | 0.34039
8 | 168 | 7 | 0.43771
8 | 169 | 7 | 0.26613
8 | 170 | 7 | 0.26854
8 | 171 | 7 | 0.19703
8 | 172 | 7 | 0.2118
8 | 173 | 7 | 0.084456
8 | 174 | 7 | 0.086249
8 | 175 | 7 | 0.060909
8 | 176 | 7 | 0.028827
8 | 177 | 7 | 0
8 | 178 | 7 | 0
8 | 179 | 7 | 0
8 | 180 | 7 | 0
8 | 181 | 7 | 0
8 | 182 | 7 | 0
8 | 183 | 7 | 0
8 | 184 | 7 | 0
8 | 185 | 7 | 0
8 | 186 | 7 | 0
8 | 187 | 7 | 0
8 | 188 | 7 | 0
8 | 189 | 7 | 0
8 | 190 | 7 | 0
8 | 191 | 7 | 0
8 | 192 | 7 | 0
8 | 193 | 7 | 0
8 | 194 | 7 | 0
8 | 195 | 7 | 0
8 | 196 | 7 | 0
8 | 197 | 7 | 0
8 | 198 | 7 | 0
8 | 199 | 7 | 0
8 | 200 | 7 | 0
8 | 201 | 7 | 0
8 | 202 | 7 | 0
8 | 203 | 7 | 0
8 | 204 | 7 | 0
8 | 205 | 7 | 0
8 | 206 | 7 | 0
8 | 207 | 7 | 0
8 | 208 | 7 | 0
8 | 209 | 7 | 0
8 | 210 | 7 | 0
8 | 211 | 7 | 0
8 | 212 | 7 | 0
8 | 213 | 7 | 0
8 | 214 | 7 | 0
8 | 215 | 7 | 0
8 | 216 | 7 | 0
8 | 217 | 7 | 0.019124
8 | 218 | 7 | 0.054387
8 | 219 | 7 | 0.13667
8 | 220 | 7 | 0.15641
8 | 221 | 7 | 0.23418
8 | 222 | 7 | 0.26304
8 | 223 | 7 | 0.2405
8 | 224 | 7 | 0.38986
8 | 225 | 7 | 0.4316
8 | 226 | 7 | 0.34889
8 | 227 | 7 | 0.46532
8 | 228 | 7 | 0.55947
8 | 229 | 7 | 0.54605
8 | 230 | 7 | 0.37598
8 | 231 | 7 | 0.55594
8 | 232 | 7 | 0.2673
8 | 233 | 7 | 0.55314
8 | 234 | 7 | 0.75924
8 | 235 | 7 | 0.65832
8 | 236 | 7 | 0.74448
8 | 237 | 7 | 0.70322
8 | 238 | 7 | 0.80665
8 | 239 | 7 | 0.62641
8 | 240 | 7 | 0.836
8 | 241 | 7 | 0.41938
8 | 242 | 7 | 0.56393
8 | 243 | 7 | 0.7677
8 | 244 | 7 | 0.66451
8 | 245 | 7 | 0.82263
8 | 246 | 7 | 0.70745
8 | 247 | 7 | 0.62715
8 | 248 | 7 | 0.73573
8 | 249 | 7 | 0.27675
8 | 250 | 7 | 0.81907
8 | 251 | 7 | 0.65241
8 | 252 | 7 | 0.72655
8 | 253 | 7 | 0.70306
8 | 254 | 7 | 0.72939
8 | 255 | 7 | 0.78263
8 | 256 | 7 | 0.45857
8 | 257 | 7 | 0.70602
8 | 258 | 7 | 1.0113
8 | 259 | 7 | 0.90635
8 | 260 | 7 | 0.66564
8 | 261 | 7 | 0.44775
8 | 262 | 7 | 0.56311
8 | 263 | 7 | 0.33484
8 | 264 | 7 | 0.61934
8 | 265 | 7 | 0.50582
8 | 266 | 7 | 0.22148
8 | 267 | 7 | 0.33583
8 | 268 | 7 | 0.39852
8 | 269 | 7 | 0.31509
8 | 270 | 7 | 0.32387
8 | 271 | 7 | 0.26573
8 | 272 | 7 | 0.2512
8 | 273 | 7 | 0.17745
8 | 274 | 7 | 0.16612
8 | 275 | 7 | 0.090777
8 | 276 | 7 | 0.028583
8 | 277 | 7 | 0
8 | 278 | 7 | 0
8 | 279 | 7 | 0
8 | 280 | 7 | 0
8 | 281 | 7 | 0
8 | 282 | 7 | 0
8 | 283 | 7 | 0
8 | 284 | 7 | 0
8 | 285 | 7 | 0
8 | 286 | 7 | 0
8 | 287 | 7 | 0
8 | 288 | 7 | 0
8 | 289 | 7 | 0
8 | 290 | 7 | 0
8 | 291 | 7 | 0
8 | 292 | 7 | 0
8 | 293 | 7 | 0
8 | 294 | 7 | 0
8 | 295 | 7 | 0
8 | 296 | 7 | 0
8 | 297 | 7 | 0
8 | 298 | 7 | 0
8 | 299 | 7 | 0
8 | 300 | 7 | 0
8 | 301 | 7 | 0
8 | 302 | 7 | 0
8 | 303 | 7 | 0
8 | 304 | 7 | 0
8 | 305 | 7 | 0
8 | 306 | 7 | 0
8 | 307 | 7 | 0
8 | 308 | 7 | 0
8 | 309 | 7 | 0
8 | 310 | 7 | 0
8 | 311 | 7 | 0
8 | 312 | 7 | 0
8 | 313 | 7 | 0
8 | 314 | 7 | 0
8 | 315 | 7 | 0
8 | 316 | 7 | 0
8 | 317 | 7 | 0.013136
8 | 318 | 7 | 0.026397
8 | 319 | 7 | 0.042409
8 | 320 | 7 | 0.088418
8 | 321 | 7 | 0.094684
8 | 322 | 7 | 0.092789
8 | 323 | 7 | 0.16155
8 | 324 | 7 | 0.1027
8 | 325 | 7 | 0.12705
8 | 326 | 7 | 0.11028
8 | 327 | 7 | 0.17077
8 | 328 | 7 | 0.20033
8 | 329 | 7 | 0.17419
8 | 330 | 7 | 0.26061
8 | 331 | 7 | 0.23031
8 | 332 | 7 | 0.24454
8 | 333 | 7 | 0.20705
8 | 334 | 7 | 0.32182
8 | 335 | 7 | 0.30768
8 | 336 | 7 | 0.27058
8 | 337 | 7 | 0.37629
8 | 338 | 7 | 0.23923
8 | 339 | 7 | 0.14011
8 | 340 | 7 | 0.2547
8 | 341 | 7 | 0.31408
8 | 342 | 7 | 0.33613
8 | 343 | 7 | 0.34063
8 | 344 | 7 | 0.25858
8 | 345 | 7 | 0.28276
8 | 346 | 7 | 0.27673
8 | 347 | 7 | 0.3626
8 | 348 | 7 | 0.32235
8 | 349 | 7 | 0.23596
8 | 350 | 7 | 0.25239
8 | 351 | 7 | 0.36144
8 | 352 | 7 | 0.22541
8 | 353 | 7 | 0.18849
8 | 354 | 7 | 0.23757
8 | 355 | 7 | 0.1939
8 | 356 | 7 | 0.19598
8 | 357 | 7 | 0.1865
8 | 358 | 7 | 0.12659
8 | 359 | 7 | 0.20463
8 | 360 | 7 | 0.14422
8 | 361 | 7 | 0.16151
8 | 362 | 7 | 0.11924
8 | 363 | 7 | 0.10211
8 | 364 | 7 | 0.10835
8 | 365 | 7 | 0.10142
8 | 366 | 7 | 0.0659
8 | 367 | 7 | 0.040177
8 | 368 | 7 | 0.010288
8 | 369 | 7 | 0
8 | 370 | 7 | 0
8 | 371 | 7 | 0
8 | 372 | 7 | 0
8 | 373 | 7 | 0
8 | 374 | 7 | 0
8 | 375 | 7 | 0
8 | 376 | 7 | 0
8 | 377 | 7 | 0
8 | 378 | 7 | 0
8 | 379 | 7 | 0
8 | 380 | 7 | 0
8 | 381 | 7 | 0
8 | 382 | 7 | 0
8 | 383 | 7 | 0
8 | 384 | 7 | 0
8 | 1 | 8 | 0
8 | 2 | 8 | 0
8 | 3 | 8 | 0
8 | 4 | 8 | 0
8 | 5 | 8 | 0
8 | 6 | 8 | 0
8 | 7 | 8 | 0
8 | 8 | 8 | 0
8 | 9 | 8 | 0
8 | 10 | 8 | 0
8 | 11 | 8 | 0
8 | 12 | 8 | 0
8 | 13 | 8 | 0
8 | 14 | 8 | 0
8 | 15 | 8 | 0
8 | 16 | 8 | 0
8 | 17 | 8 | 0
8 | 18 | 8 | 0
8 | 19 | 8 | 0
8 | 20 | 8 | 0
8 | 21 | 8 | 0
8 | 22 | 8 | 0
8 | 23 | 8 | 0
8 | 24 | 8 | 0
8 | 25 | 8 | 0
8 | 26 | 8 | 0
8 | 27 | 8 | 0
8 | 28 | 8 | 0
8 | 29 | 8 | 0
8 | 30 | 8 | 0
8 | 31 | 8 | 0
8 | 32 | 8 | 0
8 | 33 | 8 | 0
8 | 34 | 8 | 0
8 | 35 | 8 | 0
8 | 36 | 8 | 0
8 | 37 | 8 | 0.0090143
8 | 38 | 8 | 0.03243
8 | 39 | 8 | 0.068525
8 | 40 | 8 | 0.064323
8 | 41 | 8 | 0.12618
8 | 42 | 8 | 0.13562
8 | 43 | 8 | 0.17973
8 | 44 | 8 | 0.21784
8 | 45 | 8 | 0.29306
8 | 46 | 8 | 0.14678
8 | 47 | 8 | 0.29713
8 | 48 | 8 | 0.27838
8 | 49 | 8 | 0.29059
8 | 50 | 8 | 0.30926
8 | 51 | 8 | 0.33063
8 | 52 | 8 | 0.26686
8 | 53 | 8 | 0.37086
8 | 54 | 8 | 0.37827
8 | 55 | 8 | 0.35116
8 | 56 | 8 | 0.34495
8 | 57 | 8 | 0.26742
8 | 58 | 8 | 0.23874
8 | 59 | 8 | 0.27485
8 | 60 | 8 | 0.24627
8 | 61 | 8 | 0.24562
8 | 62 | 8 | 0.265
8 | 63 | 8 | 0.24922
8 | 64 | 8 | 0.15672
8 | 65 | 8 | 0.18085
8 | 66 | 8 | 0.15684
8 | 67 | 8 | 0.13312
8 | 68 | 8 | 0.13216
8 | 69 | 8 | 0.090056
8 | 70 | 8 | 0.0735
8 | 71 | 8 | 0.050543
8 | 72 | 8 | 0.010261
8 | 73 | 8 | 0
8 | 74 | 8 | 0
8 | 75 | 8 | 0
8 | 76 | 8 | 0
8 | 77 | 8 | 0
8 | 78 | 8 | 0
8 | 79 | 8 | 0
8 | 80 | 8 | 0
8 | 81 | 8 | 0
8 | 82 | 8 | 0
8 | 83 | 8 | 0
8 | 84 | 8 | 0
8 | 85 | 8 | 0
8 | 86 | 8 | 0
8 | 87 | 8 | 0
8 | 88 | 8 | 0
8 | 89 | 8 | 0
8 | 90 | 8 | 0
8 | 91 | 8 | 0
8 | 92 | 8 | 0
8 | 93 | 8 | 0
8 | 94 | 8 | 0
8 | 95 | 8 | 0
8 | 96 | 8 | 0
8 | 97 | 8 | 0
8 | 98 | 8 | 0
8 | 99 | 8 | 0
8 | 100 | 8 | 0
8 | 101 | 8 | 0
8 | 102 | 8 | 0
8 | 103 | 8 | 0
8 | 104 | 8 | 0
8 | 105 | 8 | 0
8 | 106 | 8 | 0
8 | 107 | 8 | 0
8 | 108 | 8 | 0
8 | 109 | 8 | 0
8 | 110 | 8 | 0
8 | 111 | 8 | 0
8 | 112 | 8 | 0
8 | 113 | 8 | 0
8 | 114 | 8 | 0
8 | 115 | 8 | 0
8 | 116 | 8 | 0
8 | 117 | 8 | 0
8 | 118 | 8 | 0
8 | 119 | 8 | 0
8 | 120 | 8 | 0
8 | 121 | 8 | 0
8 | 122 | 8 | 0
8 | 123 | 8 | 0
8 | 124 | 8 | 0
8 | 125 | 8 | 0.014544
8 | 126 | 8 | 0.054422
8 | 127 | 8 | 0.093463
8 | 128 | 8 | 0.19292
8 | 129 | 8 | 0.16299
8 | 130 | 8 | 0.13568
8 | 131 | 8 | 0.24561
8 | 132 | 8 | 0.30801
8 | 133 | 8 | 0.31501
8 | 134 | 8 | 0.27822
8 | 135 | 8 | 0.39771
8 | 136 | 8 | 0.29365
8 | 137 | 8 | 0.50207
8 | 138 | 8 | 0.47995
8 | 139 | 8 | 0.58358
8 | 140 | 8 | 0.43101
8 | 141 | 8 | 0.43266
8 | 142 | 8 | 0.41437
8 | 143 | 8 | 0.41649
8 | 144 | 8 | 0.40064
8 | 145 | 8 | 0.50379
8 | 146 | 8 | 0.51777
8 | 147 | 8 | 0.53646
8 | 148 | 8 | 0.55352
8 | 149 | 8 | 0.55795
8 | 150 | 8 | 0.63795
8 | 151 | 8 | 0.49629
8 | 152 | 8 | 0.64841
8 | 153 | 8 | 0.60122
8 | 154 | 8 | 0.72208
8 | 155 | 8 | 0.57963
8 | 156 | 8 | 0.66605
8 | 157 | 8 | 0.50982
8 | 158 | 8 | 0.45131
8 | 159 | 8 | 0.6153
8 | 160 | 8 | 0.5743
8 | 161 | 8 | 0.3585
8 | 162 | 8 | 0.52753
8 | 163 | 8 | 0.36718
8 | 164 | 8 | 0.4606
8 | 165 | 8 | 0.33999
8 | 166 | 8 | 0.34271
8 | 167 | 8 | 0.34039
8 | 168 | 8 | 0.43771
8 | 169 | 8 | 0.26613
8 | 170 | 8 | 0.26854
8 | 171 | 8 | 0.19703
8 | 172 | 8 | 0.2118
8 | 173 | 8 | 0.084456
8 | 174 | 8 | 0.086249
8 | 175 | 8 | 0.060909
8 | 176 | 8 | 0.028827
8 | 177 | 8 | 0
8 | 178 | 8 | 0
8 | 179 | 8 | 0
8 | 180 | 8 | 0
8 | 181 | 8 | 0
8 | 182 | 8 | 0
8 | 183 | 8 | 0
8 | 184 | 8 | 0
8 | 185 | 8 | 0
8 | 186 | 8 | 0
8 | 187 | 8 | 0
8 | 188 | 8 | 0
8 | 189 | 8 | 0
8 | 190 | 8 | 0
8 | 191 | 8 | 0
8 | 192 | 8 | 0
8 | 193 | 8 | 0
8 | 194 | 8 | 0
8 | 195 | 8 | 0
8 | 196 | 8 | 0
8 | 197 | 8 | 0
8 | 198 | 8 | 0
8 | 199 | 8 | 0
8 | 200 | 8 | 0
8 | 201 | 8 | 0
8 | 202 | 8 | 0
8 | 203 | 8 | 0
8 | 204 | 8 | 0
8 | 205 | 8 | 0
8 | 206 | 8 | 0
8 | 207 | 8 | 0
8 | 208 | 8 | 0
8 | 209 | 8 | 0
8 | 210 | 8 | 0
8 | 211 | 8 | 0
8 | 212 | 8 | 0
8 | 213 | 8 | 0
8 | 214 | 8 | 0
8 | 215 | 8 | 0
8 | 216 | 8 | 0
8 | 217 | 8 | 0.019124
8 | 218 | 8 | 0.054387
8 | 219 | 8 | 0.13667
8 | 220 | 8 | 0.15641
8 | 221 | 8 | 0.23418
8 | 222 | 8 | 0.26304
8 | 223 | 8 | 0.2405
8 | 224 | 8 | 0.38986
8 | 225 | 8 | 0.4316
8 | 226 | 8 | 0.34889
8 | 227 | 8 | 0.46532
8 | 228 | 8 | 0.55947
8 | 229 | 8 | 0.54605
8 | 230 | 8 | 0.37598
8 | 231 | 8 | 0.55594
8 | 232 | 8 | 0.2673
8 | 233 | 8 | 0.55314
8 | 234 | 8 | 0.75924
8 | 235 | 8 | 0.65832
8 | 236 | 8 | 0.74448
8 | 237 | 8 | 0.70322
8 | 238 | 8 | 0.80665
8 | 239 | 8 | 0.62641
8 | 240 | 8 | 0.836
8 | 241 | 8 | 0.41938
8 | 242 | 8 | 0.56393
8 | 243 | 8 | 0.7677
8 | 244 | 8 | 0.66451
8 | 245 | 8 | 0.82263
8 | 246 | 8 | 0.70745
8 | 247 | 8 | 0.62715
8 | 248 | 8 | 0.73573
8 | 249 | 8 | 0.27675
8 | 250 | 8 | 0.81907
8 | 251 | 8 | 0.65241
8 | 252 | 8 | 0.72655
8 | 253 | 8 | 0.70306
8 | 254 | 8 | 0.72939
8 | 255 | 8 | 0.78263
8 | 256 | 8 | 0.45857
8 | 257 | 8 | 0.70602
8 | 258 | 8 | 1.0113
8 | 259 | 8 | 0.90635
8 | 260 | 8 | 0.66564
8 | 261 | 8 | 0.44775
8 | 262 | 8 | 0.56311
8 | 263 | 8 | 0.33484
8 | 264 | 8 | 0.61934
8 | 265 | 8 | 0.50582
8 | 266 | 8 | 0.22148
8 | 267 | 8 | 0.33583
8 | 268 | 8 | 0.39852
8 | 269 | 8 | 0.31509
8 | 270 | 8 | 0.32387
8 | 271 | 8 | 0.26573
8 | 272 | 8 | 0.2512
8 | 273 | 8 | 0.17745
8 | 274 | 8 | 0.16612
8 | 275 | 8 | 0.090777
8 | 276 | 8 | 0.028583
8 | 277 | 8 | 0
8 | 278 | 8 | 0
8 | 279 | 8 | 0
8 | 280 | 8 | 0
8 | 281 | 8 | 0
8 | 282 | 8 | 0
8 | 283 | 8 | 0
8 | 284 | 8 | 0
8 | 285 | 8 | 0
8 | 286 | 8 | 0
8 | 287 | 8 | 0
8 | 288 | 8 | 0
8 | 289 | 8 | 0
8 | 290 | 8 | 0
8 | 291 | 8 | 0
8 | 292 | 8 | 0
8 | 293 | 8 | 0
8 | 294 | 8 | 0
8 | 295 | 8 | 0
8 | 296 | 8 | 0
8 | 297 | 8 | 0
8 | 298 | 8 | 0
8 | 299 | 8 | 0
8 | 300 | 8 | 0
8 | 301 | 8 | 0
8 | 302 | 8 | 0
8 | 303 | 8 | 0
8 | 304 | 8 | 0
8 | 305 | 8 | 0
8 | 306 | 8 | 0
8 | 307 | 8 | 0
8 | 308 | 8 | 0
8 | 309 | 8 | 0
8 | 310 | 8 | 0
8 | 311 | 8 | 0
8 | 312 | 8 | 0
8 | 313 | 8 | 0
8 | 314 | 8 | 0
8 | 315 | 8 | 0
8 | 316 | 8 | 0
8 | 317 | 8 | 0.013136
8 | 318 | 8 | 0.026397
8 | 319 | 8 | 0.042409
8 | 320 | 8 | 0.088418
8 | 321 | 8 | 0.094684
8 | 322 | 8 | 0.092789
8 | 323 | 8 | 0.16155
8 | 324 | 8 | 0.1027
8 | 325 | 8 | 0.12705
8 | 326 | 8 | 0.11028
8 | 327 | 8 | 0.17077
8 | 328 | 8 | 0.20033
8 | 329 | 8 | 0.17419
8 | 330 | 8 | 0.26061
8 | 331 | 8 | 0.23031
8 | 332 | 8 | 0.24454
8 | 333 | 8 | 0.20705
8 | 334 | 8 | 0.32182
8 | 335 | 8 | 0.30768
8 | 336 | 8 | 0.27058
8 | 337 | 8 | 0.37629
8 | 338 | 8 | 0.23923
8 | 339 | 8 | 0.14011
8 | 340 | 8 | 0.2547
8 | 341 | 8 | 0.31408
8 | 342 | 8 | 0.33613
8 | 343 | 8 | 0.34063
8 | 344 | 8 | 0.25858
8 | 345 | 8 | 0.28276
8 | 346 | 8 | 0.27673
8 | 347 | 8 | 0.3626
8 | 348 | 8 | 0.32235
8 | 349 | 8 | 0.23596
8 | 350 | 8 | 0.25239
8 | 351 | 8 | 0.36144
8 | 352 | 8 | 0.22541
8 | 353 | 8 | 0.18849
8 | 354 | 8 | 0.23757
8 | 355 | 8 | 0.1939
8 | 356 | 8 | 0.19598
8 | 357 | 8 | 0.1865
8 | 358 | 8 | 0.12659
8 | 359 | 8 | 0.20463
8 | 360 | 8 | 0.14422
8 | 361 | 8 | 0.16151
8 | 362 | 8 | 0.11924
8 | 363 | 8 | 0.10211
8 | 364 | 8 | 0.10835
8 | 365 | 8 | 0.10142
8 | 366 | 8 | 0.0659
8 | 367 | 8 | 0.040177
8 | 368 | 8 | 0.010288
8 | 369 | 8 | 0
8 | 370 | 8 | 0
8 | 371 | 8 | 0
8 | 372 | 8 | 0
8 | 373 | 8 | 0
8 | 374 | 8 | 0
8 | 375 | 8 | 0
8 | 376 | 8 | 0
8 | 377 | 8 | 0
8 | 378 | 8 | 0
8 | 379 | 8 | 0
8 | 380 | 8 | 0
8 | 381 | 8 | 0
8 | 382 | 8 | 0
8 | 383 | 8 | 0
8 | 384 | 8 | 0
8 | 1 | 9 | 0
8 | 2 | 9 | 0
8 | 3 | 9 | 0
8 | 4 | 9 | 0
8 | 5 | 9 | 0
8 | 6 | 9 | 0
8 | 7 | 9 | 0
8 | 8 | 9 | 0
8 | 9 | 9 | 0
8 | 10 | 9 | 0
8 | 11 | 9 | 0
8 | 12 | 9 | 0
8 | 13 | 9 | 0
8 | 14 | 9 | 0
8 | 15 | 9 | 0
8 | 16 | 9 | 0
8 | 17 | 9 | 0
8 | 18 | 9 | 0
8 | 19 | 9 | 0
8 | 20 | 9 | 0
8 | 21 | 9 | 0
8 | 22 | 9 | 0
8 | 23 | 9 | 0
8 | 24 | 9 | 0
8 | 25 | 9 | 0
8 | 26 | 9 | 0
8 | 27 | 9 | 0
8 | 28 | 9 | 0
8 | 29 | 9 | 0
8 | 30 | 9 | 0
8 | 31 | 9 | 0
8 | 32 | 9 | 0
8 | 33 | 9 | 0
8 | 34 | 9 | 0
8 | 35 | 9 | 0
8 | 36 | 9 | 0
8 | 37 | 9 | 0.0090143
8 | 38 | 9 | 0.03243
8 | 39 | 9 | 0.068525
8 | 40 | 9 | 0.064323
8 | 41 | 9 | 0.12618
8 | 42 | 9 | 0.13562
8 | 43 | 9 | 0.17973
8 | 44 | 9 | 0.21784
8 | 45 | 9 | 0.29306
8 | 46 | 9 | 0.14678
8 | 47 | 9 | 0.29713
8 | 48 | 9 | 0.27838
8 | 49 | 9 | 0.29059
8 | 50 | 9 | 0.30926
8 | 51 | 9 | 0.33063
8 | 52 | 9 | 0.26686
8 | 53 | 9 | 0.37086
8 | 54 | 9 | 0.37827
8 | 55 | 9 | 0.35116
8 | 56 | 9 | 0.34495
8 | 57 | 9 | 0.26742
8 | 58 | 9 | 0.23874
8 | 59 | 9 | 0.27485
8 | 60 | 9 | 0.24627
8 | 61 | 9 | 0.24562
8 | 62 | 9 | 0.265
8 | 63 | 9 | 0.24922
8 | 64 | 9 | 0.15672
8 | 65 | 9 | 0.18085
8 | 66 | 9 | 0.15684
8 | 67 | 9 | 0.13312
8 | 68 | 9 | 0.13216
8 | 69 | 9 | 0.090056
8 | 70 | 9 | 0.0735
8 | 71 | 9 | 0.050543
8 | 72 | 9 | 0.010261
8 | 73 | 9 | 0
8 | 74 | 9 | 0
8 | 75 | 9 | 0
8 | 76 | 9 | 0
8 | 77 | 9 | 0
8 | 78 | 9 | 0
8 | 79 | 9 | 0
8 | 80 | 9 | 0
8 | 81 | 9 | 0
8 | 82 | 9 | 0
8 | 83 | 9 | 0
8 | 84 | 9 | 0
8 | 85 | 9 | 0
8 | 86 | 9 | 0
8 | 87 | 9 | 0
8 | 88 | 9 | 0
8 | 89 | 9 | 0
8 | 90 | 9 | 0
8 | 91 | 9 | 0
8 | 92 | 9 | 0
8 | 93 | 9 | 0
8 | 94 | 9 | 0
8 | 95 | 9 | 0
8 | 96 | 9 | 0
8 | 97 | 9 | 0
8 | 98 | 9 | 0
8 | 99 | 9 | 0
8 | 100 | 9 | 0
8 | 101 | 9 | 0
8 | 102 | 9 | 0
8 | 103 | 9 | 0
8 | 104 | 9 | 0
8 | 105 | 9 | 0
8 | 106 | 9 | 0
8 | 107 | 9 | 0
8 | 108 | 9 | 0
8 | 109 | 9 | 0
8 | 110 | 9 | 0
8 | 111 | 9 | 0
8 | 112 | 9 | 0
8 | 113 | 9 | 0
8 | 114 | 9 | 0
8 | 115 | 9 | 0
8 | 116 | 9 | 0
8 | 117 | 9 | 0
8 | 118 | 9 | 0
8 | 119 | 9 | 0
8 | 120 | 9 | 0
8 | 121 | 9 | 0
8 | 122 | 9 | 0
8 | 123 | 9 | 0
8 | 124 | 9 | 0
8 | 125 | 9 | 0.014544
8 | 126 | 9 | 0.054422
8 | 127 | 9 | 0.093463
8 | 128 | 9 | 0.19292
8 | 129 | 9 | 0.16299
8 | 130 | 9 | 0.13568
8 | 131 | 9 | 0.24561
8 | 132 | 9 | 0.30801
8 | 133 | 9 | 0.31501
8 | 134 | 9 | 0.27822
8 | 135 | 9 | 0.39771
8 | 136 | 9 | 0.29365
8 | 137 | 9 | 0.50207
8 | 138 | 9 | 0.47995
8 | 139 | 9 | 0.58358
8 | 140 | 9 | 0.43101
8 | 141 | 9 | 0.43266
8 | 142 | 9 | 0.41437
8 | 143 | 9 | 0.41649
8 | 144 | 9 | 0.40064
8 | 145 | 9 | 0.50379
8 | 146 | 9 | 0.51777
8 | 147 | 9 | 0.53646
8 | 148 | 9 | 0.55352
8 | 149 | 9 | 0.55795
8 | 150 | 9 | 0.63795
8 | 151 | 9 | 0.49629
8 | 152 | 9 | 0.64841
8 | 153 | 9 | 0.60122
8 | 154 | 9 | 0.72208
8 | 155 | 9 | 0.57963
8 | 156 | 9 | 0.66605
8 | 157 | 9 | 0.50982
8 | 158 | 9 | 0.45131
8 | 159 | 9 | 0.6153
8 | 160 | 9 | 0.5743
8 | 161 | 9 | 0.3585
8 | 162 | 9 | 0.52753
8 | 163 | 9 | 0.36718
8 | 164 | 9 | 0.4606
8 | 165 | 9 | 0.33999
8 | 166 | 9 | 0.34271
8 | 167 | 9 | 0.34039
8 | 168 | 9 | 0.43771
8 | 169 | 9 | 0.26613
8 | 170 | 9 | 0.26854
8 | 171 | 9 | 0.19703
8 | 172 | 9 | 0.2118
8 | 173 | 9 | 0.084456
8 | 174 | 9 | 0.086249
8 | 175 | 9 | 0.060909
8 | 176 | 9 | 0.028827
8 | 177 | 9 | 0
8 | 178 | 9 | 0
8 | 179 | 9 | 0
8 | 180 | 9 | 0
8 | 181 | 9 | 0
8 | 182 | 9 | 0
8 | 183 | 9 | 0
8 | 184 | 9 | 0
8 | 185 | 9 | 0
8 | 186 | 9 | 0
8 | 187 | 9 | 0
8 | 188 | 9 | 0
8 | 189 | 9 | 0
8 | 190 | 9 | 0
8 | 191 | 9 | 0
8 | 192 | 9 | 0
8 | 193 | 9 | 0
8 | 194 | 9 | 0
8 | 195 | 9 | 0
8 | 196 | 9 | 0
8 | 197 | 9 | 0
8 | 198 | 9 | 0
8 | 199 | 9 | 0
8 | 200 | 9 | 0
8 | 201 | 9 | 0
8 | 202 | 9 | 0
8 | 203 | 9 | 0
8 | 204 | 9 | 0
8 | 205 | 9 | 0
8 | 206 | 9 | 0
8 | 207 | 9 | 0
8 | 208 | 9 | 0
8 | 209 | 9 | 0
8 | 210 | 9 | 0
8 | 211 | 9 | 0
8 | 212 | 9 | 0
8 | 213 | 9 | 0
8 | 214 | 9 | 0
8 | 215 | 9 | 0
8 | 216 | 9 | 0
8 | 217 | 9 | 0.019124
8 | 218 | 9 | 0.054387
8 | 219 | 9 | 0.13667
8 | 220 | 9 | 0.15641
8 | 221 | 9 | 0.23418
8 | 222 | 9 | 0.26304
8 | 223 | 9 | 0.2405
8 | 224 | 9 | 0.38986
8 | 225 | 9 | 0.4316
8 | 226 | 9 | 0.34889
8 | 227 | 9 | 0.46532
8 | 228 | 9 | 0.55947
8 | 229 | 9 | 0.54605
8 | 230 | 9 | 0.37598
8 | 231 | 9 | 0.55594
8 | 232 | 9 | 0.2673
8 | 233 | 9 | 0.55314
8 | 234 | 9 | 0.75924
8 | 235 | 9 | 0.65832
8 | 236 | 9 | 0.74448
8 | 237 | 9 | 0.70322
8 | 238 | 9 | 0.80665
8 | 239 | 9 | 0.62641
8 | 240 | 9 | 0.836
8 | 241 | 9 | 0.41938
8 | 242 | 9 | 0.56393
8 | 243 | 9 | 0.7677
8 | 244 | 9 | 0.66451
8 | 245 | 9 | 0.82263
8 | 246 | 9 | 0.70745
8 | 247 | 9 | 0.62715
8 | 248 | 9 | 0.73573
8 | 249 | 9 | 0.27675
8 | 250 | 9 | 0.81907
8 | 251 | 9 | 0.65241
8 | 252 | 9 | 0.72655
8 | 253 | 9 | 0.70306
8 | 254 | 9 | 0.72939
8 | 255 | 9 | 0.78263
8 | 256 | 9 | 0.45857
8 | 257 | 9 | 0.70602
8 | 258 | 9 | 1.0113
8 | 259 | 9 | 0.90635
8 | 260 | 9 | 0.66564
8 | 261 | 9 | 0.44775
8 | 262 | 9 | 0.56311
8 | 263 | 9 | 0.33484
8 | 264 | 9 | 0.61934
8 | 265 | 9 | 0.50582
8 | 266 | 9 | 0.22148
8 | 267 | 9 | 0.33583
8 | 268 | 9 | 0.39852
8 | 269 | 9 | 0.31509
8 | 270 | 9 | 0.32387
8 | 271 | 9 | 0.26573
8 | 272 | 9 | 0.2512
8 | 273 | 9 | 0.17745
8 | 274 | 9 | 0.16612
8 | 275 | 9 | 0.090777
8 | 276 | 9 | 0.028583
8 | 277 | 9 | 0
8 | 278 | 9 | 0
8 | 279 | 9 | 0
8 | 280 | 9 | 0
8 | 281 | 9 | 0
8 | 282 | 9 | 0
8 | 283 | 9 | 0
8 | 284 | 9 | 0
8 | 285 | 9 | 0
8 | 286 | 9 | 0
8 | 287 | 9 | 0
8 | 288 | 9 | 0
8 | 289 | 9 | 0
8 | 290 | 9 | 0
8 | 291 | 9 | 0
8 | 292 | 9 | 0
8 | 293 | 9 | 0
8 | 294 | 9 | 0
8 | 295 | 9 | 0
8 | 296 | 9 | 0
8 | 297 | 9 | 0
8 | 298 | 9 | 0
8 | 299 | 9 | 0
8 | 300 | 9 | 0
8 | 301 | 9 | 0
8 | 302 | 9 | 0
8 | 303 | 9 | 0
8 | 304 | 9 | 0
8 | 305 | 9 | 0
8 | 306 | 9 | 0
8 | 307 | 9 | 0
8 | 308 | 9 | 0
8 | 309 | 9 | 0
8 | 310 | 9 | 0
8 | 311 | 9 | 0
8 | 312 | 9 | 0
8 | 313 | 9 | 0
8 | 314 | 9 | 0
8 | 315 | 9 | 0
8 | 316 | 9 | 0
8 | 317 | 9 | 0.013136
8 | 318 | 9 | 0.026397
8 | 319 | 9 | 0.042409
8 | 320 | 9 | 0.088418
8 | 321 | 9 | 0.094684
8 | 322 | 9 | 0.092789
8 | 323 | 9 | 0.16155
8 | 324 | 9 | 0.1027
8 | 325 | 9 | 0.12705
8 | 326 | 9 | 0.11028
8 | 327 | 9 | 0.17077
8 | 328 | 9 | 0.20033
8 | 329 | 9 | 0.17419
8 | 330 | 9 | 0.26061
8 | 331 | 9 | 0.23031
8 | 332 | 9 | 0.24454
8 | 333 | 9 | 0.20705
8 | 334 | 9 | 0.32182
8 | 335 | 9 | 0.30768
8 | 336 | 9 | 0.27058
8 | 337 | 9 | 0.37629
8 | 338 | 9 | 0.23923
8 | 339 | 9 | 0.14011
8 | 340 | 9 | 0.2547
8 | 341 | 9 | 0.31408
8 | 342 | 9 | 0.33613
8 | 343 | 9 | 0.34063
8 | 344 | 9 | 0.25858
8 | 345 | 9 | 0.28276
8 | 346 | 9 | 0.27673
8 | 347 | 9 | 0.3626
8 | 348 | 9 | 0.32235
8 | 349 | 9 | 0.23596
8 | 350 | 9 | 0.25239
8 | 351 | 9 | 0.36144
8 | 352 | 9 | 0.22541
8 | 353 | 9 | 0.18849
8 | 354 | 9 | 0.23757
8 | 355 | 9 | 0.1939
8 | 356 | 9 | 0.19598
8 | 357 | 9 | 0.1865
8 | 358 | 9 | 0.12659
8 | 359 | 9 | 0.20463
8 | 360 | 9 | 0.14422
8 | 361 | 9 | 0.16151
8 | 362 | 9 | 0.11924
8 | 363 | 9 | 0.10211
8 | 364 | 9 | 0.10835
8 | 365 | 9 | 0.10142
8 | 366 | 9 | 0.0659
8 | 367 | 9 | 0.040177
8 | 368 | 9 | 0.010288
8 | 369 | 9 | 0
8 | 370 | 9 | 0
8 | 371 | 9 | 0
8 | 372 | 9 | 0
8 | 373 | 9 | 0
8 | 374 | 9 | 0
8 | 375 | 9 | 0
8 | 376 | 9 | 0
8 | 377 | 9 | 0
8 | 378 | 9 | 0
8 | 379 | 9 | 0
8 | 380 | 9 | 0
8 | 381 | 9 | 0
8 | 382 | 9 | 0
8 | 383 | 9 | 0
8 | 384 | 9 | 0

## wind_generation
vertex | time_period | scenario | generation
9 | 1 | 1 | 4
9 | 2 | 1 | 1.7802
9 | 3 | 1 | 4
9 | 4 | 1 | 2.9941
9 | 5 | 1 | 3.1143
9 | 6 | 1 | 3.0526
9 | 7 | 1 | 3.6988
9 | 8 | 1 | 4
9 | 9 | 1 | 3.2361
9 | 10 | 1 | 4
9 | 11 | 1 | 4
9 | 12 | 1 | 3.7656
9 | 13 | 1 | 2.3833
9 | 14 | 1 | 3.4485
9 | 15 | 1 | 2.4123
9 | 16 | 1 | 3.6315
9 | 17 | 1 | 2.3515
9 | 18 | 1 | 3.6594
9 | 19 | 1 | 3.8396
9 | 20 | 1 | 4
9 | 21 | 1 | 4
9 | 22 | 1 | 4
9 | 23 | 1 | 3.5713
9 | 24 | 1 | 2.9551
9 | 25 | 1 | 2.7574
9 | 26 | 1 | 2.3499
9 | 27 | 1 | 4
9 | 28 | 1 | 3.626
9 | 29 | 1 | 2.5399
9 | 30 | 1 | 2.5395
9 | 31 | 1 | 3.0736
9 | 32 | 1 | 2.571
9 | 33 | 1 | 2.7339
9 | 34 | 1 | 2.8572
9 | 35 | 1 | 2.4801
9 | 36 | 1 | 2.7944
9 | 37 | 1 | 2.1058
9 | 38 | 1 | 2.367
9 | 39 | 1 | 2.5193
9 | 40 | 1 | 2.2229
9 | 41 | 1 | 2.334
9 | 42 | 1 | 2.6368
9 | 43 | 1 | 1.63
9 | 44 | 1 | 1.9073
9 | 45 | 1 | 1.9862
9 | 46 | 1 | 2.2382
9 | 47 | 1 | 1.9566
9 | 48 | 1 | 1.9915
9 | 49 | 1 | 1.5226
9 | 50 | 1 | 2.2947
9 | 51 | 1 | 1.4294
9 | 52 | 1 | 2.6968
9 | 53 | 1 | 1.7974
9 | 54 | 1 | 2.4593
9 | 55 | 1 | 2.2285
9 | 56 | 1 | 2.0015
9 | 57 | 1 | 1.7796
9 | 58 | 1 | 2.1608
9 | 59 | 1 | 1.9447
9 | 60 | 1 | 3.2302
9 | 61 | 1 | 2.175
9 | 62 | 1 | 2.5279
9 | 63 | 1 | 2.9936
9 | 64 | 1 | 2.7795
9 | 65 | 1 | 2.462
9 | 66 | 1 | 3.2066
9 | 67 | 1 | 3.366
9 | 68 | 1 | 2.8903
9 | 69 | 1 | 2.7104
9 | 70 | 1 | 3.7998
9 | 71 | 1 | 3.107
9 | 72 | 1 | 3.1055
9 | 73 | 1 | 3.9499
9 | 74 | 1 | 2.2122
9 | 75 | 1 | 3.2927
9 | 76 | 1 | 3.8692
9 | 77 | 1 | 2.5922
9 | 78 | 1 | 4
9 | 79 | 1 | 2.5599
9 | 80 | 1 | 3.5413
9 | 81 | 1 | 3.5257
9 | 82 | 1 | 2.4675
9 | 83 | 1 | 2.6748
9 | 84 | 1 | 3.4414
9 | 85 | 1 | 3.1838
9 | 86 | 1 | 4
9 | 87 | 1 | 3.4413
9 | 88 | 1 | 3.6118
9 | 89 | 1 | 3.7731
9 | 90 | 1 | 2.8705
9 | 91 | 1 | 2.8703
9 | 92 | 1 | 3.6492
9 | 93 | 1 | 1.842
9 | 94 | 1 | 3.7899
9 | 95 | 1 | 3.5684
9 | 96 | 1 | 4
9 | 97 | 1 | 3.1382
9 | 98 | 1 | 3.7161
9 | 99 | 1 | 2.5152
9 | 100 | 1 | 3.3837
9 | 101 | 1 | 3.3907
9 | 102 | 1 | 3.6964
9 | 103 | 1 | 3.1052
9 | 104 | 1 | 2.4679
9 | 105 | 1 | 3.4743
9 | 106 | 1 | 2.3078
9 | 107 | 1 | 3.2956
9 | 108 | 1 | 2.5773
9 | 109 | 1 | 2.9916
9 | 110 | 1 | 3.1405
9 | 111 | 1 | 2.5359
9 | 112 | 1 | 2.5247
9 | 113 | 1 | 1.5648
9 | 114 | 1 | 2.1572
9 | 115 | 1 | 2.0189
9 | 116 | 1 | 3.4513
9 | 117 | 1 | 2.1012
9 | 118 | 1 | 2.5148
9 | 119 | 1 | 1.8869
9 | 120 | 1 | 2.239
9 | 121 | 1 | 1.9145
9 | 122 | 1 | 2.9362
9 | 123 | 1 | 2.073
9 | 124 | 1 | 1.7566
9 | 125 | 1 | 2.1906
9 | 126 | 1 | 2.2648
9 | 127 | 1 | 2.1072
9 | 128 | 1 | 2.0158
9 | 129 | 1 | 2.0423
9 | 130 | 1 | 2.2971
9 | 131 | 1 | 1.3161
9 | 132 | 1 | 1.9603
9 | 133 | 1 | 0.94454
9 | 134 | 1 | 1.6589
9 | 135 | 1 | 1.4857
9 | 136 | 1 | 1.689
9 | 137 | 1 | 1.9948
9 | 138 | 1 | 1.5004
9 | 139 | 1 | 2.1743
9 | 140 | 1 | 1.7627
9 | 141 | 1 | 1.2033
9 | 142 | 1 | 2.0007
9 | 143 | 1 | 1.8878
9 | 144 | 1 | 1.7368
9 | 145 | 1 | 1.629
9 | 146 | 1 | 1.5081
9 | 147 | 1 | 1.9474
9 | 148 | 1 | 1.1162
9 | 149 | 1 | 1.6477
9 | 150 | 1 | 1.5455
9 | 151 | 1 | 1.3549
9 | 152 | 1 | 2.0606
9 | 153 | 1 | 1.667
9 | 154 | 1 | 1.7165
9 | 155 | 1 | 1.617
9 | 156 | 1 | 1.7368
9 | 157 | 1 | 1.6634
9 | 158 | 1 | 1.6858
9 | 159 | 1 | 2.0282
9 | 160 | 1 | 2.4628
9 | 161 | 1 | 1.5909
9 | 162 | 1 | 1.8259
9 | 163 | 1 | 1.8199
9 | 164 | 1 | 2.1008
9 | 165 | 1 | 1.818
9 | 166 | 1 | 2.1665
9 | 167 | 1 | 1.9714
9 | 168 | 1 | 2.4957
9 | 169 | 1 | 2.3761
9 | 170 | 1 | 2.4015
9 | 171 | 1 | 3.3229
9 | 172 | 1 | 2.8139
9 | 173 | 1 | 2.4163
9 | 174 | 1 | 3.1431
9 | 175 | 1 | 3.6631
9 | 176 | 1 | 2.1479
9 | 177 | 1 | 2.9651
9 | 178 | 1 | 2.474
9 | 179 | 1 | 2.7724
9 | 180 | 1 | 3.5966
9 | 181 | 1 | 2.3694
9 | 182 | 1 | 2.9718
9 | 183 | 1 | 1.9287
9 | 184 | 1 | 4
9 | 185 | 1 | 1.8718
9 | 186 | 1 | 2.6411
9 | 187 | 1 | 3.7984
9 | 188 | 1 | 2.7958
9 | 189 | 1 | 3.4818
9 | 190 | 1 | 3.8321
9 | 191 | 1 | 3.1883
9 | 192 | 1 | 2.762
9 | 193 | 1 | 2.4565
9 | 194 | 1 | 1.9812
9 | 195 | 1 | 2.5768
9 | 196 | 1 | 3.0741
9 | 197 | 1 | 2.7345
9 | 198 | 1 | 3.3274
9 | 199 | 1 | 1.669
9 | 200 | 1 | 3.3675
9 | 201 | 1 | 2.7659
9 | 202 | 1 | 3.3337
9 | 203 | 1 | 3.1386
9 | 204 | 1 | 2.9532
9 | 205 | 1 | 1.9925
9 | 206 | 1 | 3.0163
9 | 207 | 1 | 3.1941
9 | 208 | 1 | 1.5735
9 | 209 | 1 | 2.3703
9 | 210 | 1 | 3.5131
9 | 211 | 1 | 3.0437
9 | 212 | 1 | 1.5292
9 | 213 | 1 | 1.8912
9 | 214 | 1 | 1.9762
9 | 215 | 1 | 1.4983
9 | 216 | 1 | 1.7149
9 | 217 | 1 | 1.8383
9 | 218 | 1 | 2.078
9 | 219 | 1 | 2.2001
9 | 220 | 1 | 1.8708
9 | 221 | 1 | 2.6326
9 | 222 | 1 | 1.2633
9 | 223 | 1 | 1.7567
9 | 224 | 1 | 1.7297
9 | 225 | 1 | 1.5048
9 | 226 | 1 | 1.5589
9 | 227 | 1 | 1.9382
9 | 228 | 1 | 2.0688
9 | 229 | 1 | 2.0509
9 | 230 | 1 | 1.6915
9 | 231 | 1 | 0.77088
9 | 232 | 1 | 1.6586
9 | 233 | 1 | 1.457
9 | 234 | 1 | 1.261
9 | 235 | 1 | 1.8337
9 | 236 | 1 | 1.2077
9 | 237 | 1 | 1.0773
9 | 238 | 1 | 1.0564
9 | 239 | 1 | 1.0868
9 | 240 | 1 | 1.616
9 | 241 | 1 | 1.6414
9 | 242 | 1 | 0.78041
9 | 243 | 1 | 1.5519
9 | 244 | 1 | 1.2911
9 | 245 | 1 | 1.8381
9 | 246 | 1 | 1.6561
9 | 247 | 1 | 1.6602
9 | 248 | 1 | 1.4445
9 | 249 | 1 | 1.3435
9 | 250 | 1 | 1.6503
9 | 251 | 1 | 1.4501
9 | 252 | 1 | 1.559
9 | 253 | 1 | 1.7174
9 | 254 | 1 | 1.5252
9 | 255 | 1 | 1.7692
9 | 256 | 1 | 2.3209
9 | 257 | 1 | 1.4886
9 | 258 | 1 | 2.1855
9 | 259 | 1 | 1.6004
9 | 260 | 1 | 1.62
9 | 261 | 1 | 1.8752
9 | 262 | 1 | 1.589
9 | 263 | 1 | 1.7475
9 | 264 | 1 | 1.5128
9 | 265 | 1 | 1.8886
9 | 266 | 1 | 2.6577
9 | 267 | 1 | 2.5005
9 | 268 | 1 | 2.9445
9 | 269 | 1 | 2.4752
9 | 270 | 1 | 1.6467
9 | 271 | 1 | 2.4676
9 | 272 | 1 | 2.4002
9 | 273 | 1 | 2.352
9 | 274 | 1 | 2.3709
9 | 275 | 1 | 2.4583
9 | 276 | 1 | 2.9756
9 | 277 | 1 | 2.7959
9 | 278 | 1 | 1.2699
9 | 279 | 1 | 2.1091
9 | 280 | 1 | 1.7451
9 | 281 | 1 | 2.3792
9 | 282 | 1 | 2.9499
9 | 283 | 1 | 3.9681
9 | 284 | 1 | 2.9771
9 | 285 | 1 | 2.8504
9 | 286 | 1 | 2.8087
9 | 287 | 1 | 2.8833
9 | 288 | 1 | 2.6827
9 | 289 | 1 | 4
9 | 290 | 1 | 3.5809
9 | 291 | 1 | 3.6325
9 | 292 | 1 | 3.3275
9 | 293 | 1 | 4
9 | 294 | 1 | 2.888
9 | 295 | 1 | 4
9 | 296 | 1 | 3.5711
9 | 297 | 1 | 4
9 | 298 | 1 | 3.7008
9 | 299 | 1 | 4
9 | 300 | 1 | 2.7003
9 | 301 | 1 | 4
9 | 302 | 1 | 3.6423
9 | 303 | 1 | 3.7933
9 | 304 | 1 | 2.4542
9 | 305 | 1 | 2.902
9 | 306 | 1 | 2.8003
9 | 307 | 1 | 3.7775
9 | 308 | 1 | 3.652
9 | 309 | 1 | 2.756
9 | 310 | 1 | 3.726
9 | 311 | 1 | 3.0703
9 | 312 | 1 | 2.5967
9 | 313 | 1 | 2.6169
9 | 314 | 1 | 3.0349
9 | 315 | 1 | 2.303
9 | 316 | 1 | 2.7446
9 | 317 | 1 | 2.3763
9 | 318 | 1 | 1.6301
9 | 319 | 1 | 2.2804
9 | 320 | 1 | 2.6606
9 | 321 | 1 | 3.2604
9 | 322 | 1 | 2.3663
9 | 323 | 1 | 2.1572
9 | 324 | 1 | 2.769
9 | 325 | 1 | 2.165
9 | 326 | 1 | 2.0563
9 | 327 | 1 | 2.3169
9 | 328 | 1 | 2.0365
9 | 329 | 1 | 1.944
9 | 330 | 1 | 1.8522
9 | 331 | 1 | 1.9282
9 | 332 | 1 | 2.0378
9 | 333 | 1 | 2.9527
9 | 334 | 1 | 1.2233
9 | 335 | 1 | 1.744
9 | 336 | 1 | 1.73
9 | 337 | 1 | 1.8882
9 | 338 | 1 | 1.9787
9 | 339 | 1 | 1.4841
9 | 340 | 1 | 2.4229
9 | 341 | 1 | 1.8191
9 | 342 | 1 | 2.264
9 | 343 | 1 | 1.6202
9 | 344 | 1 | 1.9125
9 | 345 | 1 | 1.9812
9 | 346 | 1 | 1.9544
9 | 347 | 1 | 1.7465
9 | 348 | 1 | 2.2037
9 | 349 | 1 | 2.2027
9 | 350 | 1 | 1.6943
9 | 351 | 1 | 2.1678
9 | 352 | 1 | 2.7954
9 | 353 | 1 | 2.3058
9 | 354 | 1 | 2.292
9 | 355 | 1 | 2.7646
9 | 356 | 1 | 2.7255
9 | 357 | 1 | 2.6528
9 | 358 | 1 | 2.6799
9 | 359 | 1 | 1.8906
9 | 360 | 1 | 3.4663
9 | 361 | 1 | 3.0617
9 | 362 | 1 | 1.9537
9 | 363 | 1 | 3.0635
9 | 364 | 1 | 2.0868
9 | 365 | 1 | 3.0886
9 | 366 | 1 | 2.8722
9 | 367 | 1 | 4
9 | 368 | 1 | 3.6022
9 | 369 | 1 | 2.2463
9 | 370 | 1 | 2.9631
9 | 371 | 1 | 3.883
9 | 372 | 1 | 3.6299
9 | 373 | 1 | 4
9 | 374 | 1 | 3.344
9 | 375 | 1 | 4
9 | 376 | 1 | 3.3781
9 | 377 | 1 | 2.9988
9 | 378 | 1 | 4
9 | 379 | 1 | 3.8913
9 | 380 | 1 | 4
9 | 381 | 1 | 3.1411
9 | 382 | 1 | 4
9 | 383 | 1 | 3.964
9 | 384 | 1 | 3.6849
9 | 1 | 2 | 4
9 | 2 | 2 | 2.1754
9 | 3 | 2 | 4
9 | 4 | 2 | 3.5338
9 | 5 | 2 | 3.6271
9 | 6 | 2 | 3.5387
9 | 7 | 2 | 4
9 | 8 | 2 | 4
9 | 9 | 2 | 3.8499
9 | 10 | 2 | 4
9 | 11 | 2 | 4
9 | 12 | 2 | 4
9 | 13 | 2 | 2.7895
9 | 14 | 2 | 4
9 | 15 | 2 | 2.7807
9 | 16 | 2 | 4
9 | 17 | 2 | 2.8023
9 | 18 | 2 | 4
9 | 19 | 2 | 4
9 | 20 | 2 | 4
9 | 21 | 2 | 4
9 | 22 | 2 | 4
9 | 23 | 2 | 4
9 | 24 | 2 | 3.603
9 | 25 | 2 | 3.4127
9 | 26 | 2 | 2.9126
9 | 27 | 2 | 4
9 | 28 | 2 | 4
9 | 29 | 2 | 2.964
9 | 30 | 2 | 3.1434
9 | 31 | 2 | 3.5649
9 | 32 | 2 | 3.0649
9 | 33 | 2 | 3.4058
9 | 34 | 2 | 3.4382
9 | 35 | 2 | 3.0237
9 | 36 | 2 | 3.3018
9 | 37 | 2 | 2.5662
9 | 38 | 2 | 2.9196
9 | 39 | 2 | 2.9018
9 | 40 | 2 | 2.7231
9 | 41 | 2 | 2.9149
9 | 42 | 2 | 3.2296
9 | 43 | 2 | 1.9202
9 | 44 | 2 | 2.3439
9 | 45 | 2 | 2.3046
9 | 46 | 2 | 2.6742
9 | 47 | 2 | 2.4279
9 | 48 | 2 | 2.3487
9 | 49 | 2 | 1.7948
9 | 50 | 2 | 2.6687
9 | 51 | 2 | 1.6465
9 | 52 | 2 | 3.2844
9 | 53 | 2 | 2.1051
9 | 54 | 2 | 2.8936
9 | 55 | 2 | 2.6723
9 | 56 | 2 | 2.3125
9 | 57 | 2 | 2.1487
9 | 58 | 2 | 2.5166
9 | 59 | 2 | 2.351
9 | 60 | 2 | 3.9408
9 | 61 | 2 | 2.5235
9 | 62 | 2 | 3.0117
9 | 63 | 2 | 3.6506
9 | 64 | 2 | 3.3115
9 | 65 | 2 | 2.8435
9 | 66 | 2 | 3.8595
9 | 67 | 2 | 4
9 | 68 | 2 | 3.4726
9 | 69 | 2 | 3.373
9 | 70 | 2 | 4
9 | 71 | 2 | 3.8537
9 | 72 | 2 | 3.614
9 | 73 | 2 | 4
9 | 74 | 2 | 2.7226
9 | 75 | 2 | 3.9176
9 | 76 | 2 | 4
9 | 77 | 2 | 3.2215
9 | 78 | 2 | 4
9 | 79 | 2 | 3.1361
9 | 80 | 2 | 4
9 | 81 | 2 | 4
9 | 82 | 2 | 2.9915
9 | 83 | 2 | 3.2769
9 | 84 | 2 | 4
9 | 85 | 2 | 3.7473
9 | 86 | 2 | 4
9 | 87 | 2 | 4
9 | 88 | 2 | 4
9 | 89 | 2 | 4
9 | 90 | 2 | 3.4795
9 | 91 | 2 | 3.3338
9 | 92 | 2 | 4
9 | 93 | 2 | 2.2012
9 | 94 | 2 | 4
9 | 95 | 2 | 4
9 | 96 | 2 | 4
9 | 97 | 2 | 3.8925
9 | 98 | 2 | 4
9 | 99 | 2 | 2.8933
9 | 100 | 2 | 4
9 | 101 | 2 | 4
9 | 102 | 2 | 4
9 | 103 | 2 | 3.8461
9 | 104 | 2 | 2.9263
9 | 105 | 2 | 4
9 | 106 | 2 | 2.7979
9 | 107 | 2 | 3.7951
9 | 108 | 2 | 3.2034
9 | 109 | 2 | 3.647
9 | 110 | 2 | 3.9247
9 | 111 | 2 | 2.96
9 | 112 | 2 | 2.9381
9 | 113 | 2 | 1.9455
9 | 114 | 2 | 2.6311
9 | 115 | 2 | 2.335
9 | 116 | 2 | 4
9 | 117 | 2 | 2.5747
9 | 118 | 2 | 3.1241
9 | 119 | 2 | 2.3042
9 | 120 | 2 | 2.6026
9 | 121 | 2 | 2.2055
9 | 122 | 2 | 3.3844
9 | 123 | 2 | 2.3899
9 | 124 | 2 | 2.0633
9 | 125 | 2 | 2.7076
9 | 126 | 2 | 2.7265
9 | 127 | 2 | 2.5398
9 | 128 | 2 | 2.4879
9 | 129 | 2 | 2.374
9 | 130 | 2 | 2.7058
9 | 131 | 2 | 1.5906
9 | 132 | 2 | 2.4445
9 | 133 | 2 | 1.1392
9 | 134 | 2 | 1.9108
9 | 135 | 2 | 1.8275
9 | 136 | 2 | 1.9817
9 | 137 | 2 | 2.455
9 | 138 | 2 | 1.7837
9 | 139 | 2 | 2.6882
9 | 140 | 2 | 2.1588
9 | 141 | 2 | 1.4508
9 | 142 | 2 | 2.3282
9 | 143 | 2 | 2.1822
9 | 144 | 2 | 2.0184
9 | 145 | 2 | 1.8806
9 | 146 | 2 | 1.7506
9 | 147 | 2 | 2.2834
9 | 148 | 2 | 1.3633
9 | 149 | 2 | 1.9871
9 | 150 | 2 | 1.7793
9 | 151 | 2 | 1.5678
9 | 152 | 2 | 2.569
9 | 153 | 2 | 2.0118
9 | 154 | 2 | 2.0088
9 | 155 | 2 | 1.9003
9 | 156 | 2 | 2.1265
9 | 157 | 2 | 1.9454
9 | 158 | 2 | 2.0367
9 | 159 | 2 | 2.5292
9 | 160 | 2 | 3.0408
9 | 161 | 2 | 1.8677
9 | 162 | 2 | 2.1899
9 | 163 | 2 | 2.2058
9 | 164 | 2 | 2.5901
9 | 165 | 2 | 2.1192
9 | 166 | 2 | 2.4955
9 | 167 | 2 | 2.2809
9 | 168 | 2 | 2.9915
9 | 169 | 2 | 2.8766
9 | 170 | 2 | 2.8983
9 | 171 | 2 | 3.9268
9 | 172 | 2 | 3.5142
9 | 173 | 2 | 2.9188
9 | 174 | 2 | 3.7341
9 | 175 | 2 | 4
9 | 176 | 2 | 2.6301
9 | 177 | 2 | 3.6083
9 | 178 | 2 | 2.9106
9 | 179 | 2 | 3.2066
9 | 180 | 2 | 4
9 | 181 | 2 | 2.874
9 | 182 | 2 | 3.48
9 | 183 | 2 | 2.3632
9 | 184 | 2 | 4
9 | 185 | 2 | 2.2013
9 | 186 | 2 | 3.2498
9 | 187 | 2 | 4
9 | 188 | 2 | 3.394
9 | 189 | 2 | 4
9 | 190 | 2 | 4
9 | 191 | 2 | 3.7505
9 | 192 | 2 | 3.1945
9 | 193 | 2 | 3.0055
9 | 194 | 2 | 2.4313
9 | 195 | 2 | 3.1972
9 | 196 | 2 | 3.8218
9 | 197 | 2 | 3.1485
9 | 198 | 2 | 3.9045
9 | 199 | 2 | 2.0223
9 | 200 | 2 | 4
9 | 201 | 2 | 3.4436
9 | 202 | 2 | 4
9 | 203 | 2 | 3.8968
9 | 204 | 2 | 3.5857
9 | 205 | 2 | 2.3691
9 | 206 | 2 | 3.6153
9 | 207 | 2 | 3.8663
9 | 208 | 2 | 1.896
9 | 209 | 2 | 2.9454
9 | 210 | 2 | 4
9 | 211 | 2 | 3.6204
9 | 212 | 2 | 1.9058
9 | 213 | 2 | 2.2077
9 | 214 | 2 | 2.2976
9 | 215 | 2 | 1.7433
9 | 216 | 2 | 2.0588
9 | 217 | 2 | 2.1181
9 | 218 | 2 | 2.5867
9 | 219 | 2 | 2.712
9 | 220 | 2 | 2.1542
9 | 221 | 2 | 3.0738
9 | 222 | 2 | 1.4947
9 | 223 | 2 | 2.0432
9 | 224 | 2 | 2.1291
9 | 225 | 2 | 1.7824
9 | 226 | 2 | 1.9392
9 | 227 | 2 | 2.3417
9 | 228 | 2 | 2.5609
9 | 229 | 2 | 2.5318
9 | 230 | 2 | 2.0983
9 | 231 | 2 | 0.92196
9 | 232 | 2 | 1.998
9 | 233 | 2 | 1.7919
9 | 234 | 2 | 1.4862
9 | 235 | 2 | 2.1987
9 | 236 | 2 | 1.4612
9 | 237 | 2 | 1.2405
9 | 238 | 2 | 1.2775
9 | 239 | 2 | 1.297
9 | 240 | 2 | 1.9889
9 | 241 | 2 | 1.9394
9 | 242 | 2 | 0.96715
9 | 243 | 2 | 1.8744
9 | 244 | 2 | 1.5086
9 | 245 | 2 | 2.2587
9 | 246 | 2 | 2.0059
9 | 247 | 2 | 1.9182
9 | 248 | 2 | 1.7219
9 | 249 | 2 | 1.6362
9 | 250 | 2 | 2.0495
9 | 251 | 2 | 1.6676
9 | 252 | 2 | 1.9451
9 | 253 | 2 | 2.0397
9 | 254 | 2 | 1.9026
9 | 255 | 2 | 2.1416
9 | 256 | 2 | 2.8614
9 | 257 | 2 | 1.7974
9 | 258 | 2 | 2.6506
9 | 259 | 2 | 1.8861
9 | 260 | 2 | 1.9581
9 | 261 | 2 | 2.2971
9 | 262 | 2 | 1.9638
9 | 263 | 2 | 2.1416
9 | 264 | 2 | 1.8453
9 | 265 | 2 | 2.3351
9 | 266 | 2 | 3.1421
9 | 267 | 2 | 3.0433
9 | 268 | 2 | 3.5189
9 | 269 | 2 | 2.941
9 | 270 | 2 | 1.9614
9 | 271 | 2 | 2.9369
9 | 272 | 2 | 2.8365
9 | 273 | 2 | 2.8511
9 | 274 | 2 | 2.8285
9 | 275 | 2 | 3.0664
9 | 276 | 2 | 3.6237
9 | 277 | 2 | 3.2708
9 | 278 | 2 | 1.5145
9 | 279 | 2 | 2.4979
9 | 280 | 2 | 2.146
9 | 281 | 2 | 2.9455
9 | 282 | 2 | 3.659
9 | 283 | 2 | 4
9 | 284 | 2 | 3.5041
9 | 285 | 2 | 3.3499
9 | 286 | 2 | 3.4702
9 | 287 | 2 | 3.4679
9 | 288 | 2 | 3.3003
9 | 289 | 2 | 4
9 | 290 | 2 | 4
9 | 291 | 2 | 4
9 | 292 | 2 | 4
9 | 293 | 2 | 4
9 | 294 | 2 | 3.4556
9 | 295 | 2 | 4
9 | 296 | 2 | 4
9 | 297 | 2 | 4
9 | 298 | 2 | 4
9 | 299 | 2 | 4
9 | 300 | 2 | 3.1543
9 | 301 | 2 | 4
9 | 302 | 2 | 4
9 | 303 | 2 | 4
9 | 304 | 2 | 2.9621
9 | 305 | 2 | 3.384
9 | 306 | 2 | 3.351
9 | 307 | 2 | 4
9 | 308 | 2 | 4
9 | 309 | 2 | 3.3326
9 | 310 | 2 | 4
9 | 311 | 2 | 3.8122
9 | 312 | 2 | 3.2224
9 | 313 | 2 | 3.0767
9 | 314 | 2 | 3.5238
9 | 315 | 2 | 2.6928
9 | 316 | 2 | 3.2934
9 | 317 | 2 | 2.9059
9 | 318 | 2 | 1.9085
9 | 319 | 2 | 2.679
9 | 320 | 2 | 3.2863
9 | 321 | 2 | 3.8851
9 | 322 | 2 | 2.8671
9 | 323 | 2 | 2.5312
9 | 324 | 2 | 3.2126
9 | 325 | 2 | 2.6014
9 | 326 | 2 | 2.4628
9 | 327 | 2 | 2.6999
9 | 328 | 2 | 2.4686
9 | 329 | 2 | 2.3413
9 | 330 | 2 | 2.2512
9 | 331 | 2 | 2.2453
9 | 332 | 2 | 2.4966
9 | 333 | 2 | 3.4612
9 | 334 | 2 | 1.4704
9 | 335 | 2 | 2.1426
9 | 336 | 2 | 1.9933
9 | 337 | 2 | 2.2326
9 | 338 | 2 | 2.4482
9 | 339 | 2 | 1.8321
9 | 340 | 2 | 2.9168
9 | 341 | 2 | 2.2497
9 | 342 | 2 | 2.8186
9 | 343 | 2 | 1.9971
9 | 344 | 2 | 2.3627
9 | 345 | 2 | 2.298
9 | 346 | 2 | 2.3749
9 | 347 | 2 | 2.1314
9 | 348 | 2 | 2.6687
9 | 349 | 2 | 2.7093
9 | 350 | 2 | 1.9543
9 | 351 | 2 | 2.66
9 | 352 | 2 | 3.4192
9 | 353 | 2 | 2.7115
9 | 354 | 2 | 2.6947
9 | 355 | 2 | 3.3541
9 | 356 | 2 | 3.2285
9 | 357 | 2 | 3.262
9 | 358 | 2 | 3.2015
9 | 359 | 2 | 2.3222
9 | 360 | 2 | 4
9 | 361 | 2 | 3.6129
9 | 362 | 2 | 2.2747
9 | 363 | 2 | 3.7991
9 | 364 | 2 | 2.5128
9 | 365 | 2 | 3.853
9 | 366 | 2 | 3.4859
9 | 367 | 2 | 4
9 | 368 | 2 | 4
9 | 369 | 2 | 2.7015
9 | 370 | 2 | 3.4477
9 | 371 | 2 | 4
9 | 372 | 2 | 4
9 | 373 | 2 | 4
9 | 374 | 2 | 4
9 | 375 | 2 | 4
9 | 376 | 2 | 4
9 | 377 | 2 | 3.7072
9 | 378 | 2 | 4
9 | 379 | 2 | 4
9 | 380 | 2 | 4
9 | 381 | 2 | 3.751
9 | 382 | 2 | 4
9 | 383 | 2 | 4
9 | 384 | 2 | 4
9 | 1 | 3 | 3.1668
9 | 2 | 3 | 1.4633
9 | 3 | 3 | 3
9 | 4 | 3 | 2.3361
9 | 5 | 3 | 2.3814
9 | 6 | 3 | 2.3177
9 | 7 | 3 | 2.843
9 | 8 | 3 | 3.1382
9 | 9 | 3 | 2.5555
9 | 10 | 3 | 3.2155
9 | 11 | 3 | 3.1677
9 | 12 | 3 | 3.0822
9 | 13 | 3 | 1.8362
9 | 14 | 3 | 2.8892
9 | 15 | 3 | 1.8158
9 | 16 | 3 | 2.9671
9 | 17 | 3 | 1.8617
9 | 18 | 3 | 2.949
9 | 19 | 3 | 2.9336
9 | 20 | 3 | 3.0792
9 | 21 | 3 | 3.3203
9 | 22 | 3 | 3.3873
9 | 23 | 3 | 2.7904
9 | 24 | 3 | 2.4209
9 | 25 | 3 | 2.3097
9 | 26 | 3 | 1.9726
9 | 27 | 3 | 3.034
9 | 28 | 3 | 2.7337
9 | 29 | 3 | 1.948
9 | 30 | 3 | 2.1276
9 | 31 | 3 | 2.3354
9 | 32 | 3 | 2.0365
9 | 33 | 3 | 2.3123
9 | 34 | 3 | 2.2953
9 | 35 | 3 | 2.0317
9 | 36 | 3 | 2.184
9 | 37 | 3 | 1.7239
9 | 38 | 3 | 1.9728
9 | 39 | 3 | 1.8941
9 | 40 | 3 | 1.8339
9 | 41 | 3 | 1.9813
9 | 42 | 3 | 2.1749
9 | 43 | 3 | 1.2682
9 | 44 | 3 | 1.581
9 | 45 | 3 | 1.5101
9 | 46 | 3 | 1.7789
9 | 47 | 3 | 1.6452
9 | 48 | 3 | 1.5521
9 | 49 | 3 | 1.1858
9 | 50 | 3 | 1.7508
9 | 51 | 3 | 1.0748
9 | 52 | 3 | 2.2057
9 | 53 | 3 | 1.3861
9 | 54 | 3 | 1.9098
9 | 55 | 3 | 1.7809
9 | 56 | 3 | 1.5118
9 | 57 | 3 | 1.4369
9 | 58 | 3 | 1.6523
9 | 59 | 3 | 1.5731
9 | 60 | 3 | 2.6487
9 | 61 | 3 | 1.6535
9 | 62 | 3 | 2.0006
9 | 63 | 3 | 2.4531
9 | 64 | 3 | 2.1997
9 | 65 | 3 | 1.8588
9 | 66 | 3 | 2.5768
9 | 67 | 3 | 2.7479
9 | 68 | 3 | 2.3165
9 | 69 | 3 | 2.2888
9 | 70 | 3 | 3.0727
9 | 71 | 3 | 2.6109
9 | 72 | 3 | 2.3718
9 | 73 | 3 | 3.0174
9 | 74 | 3 | 1.8377
9 | 75 | 3 | 2.6005
9 | 76 | 3 | 2.9659
9 | 77 | 3 | 2.1846
9 | 78 | 3 | 3.1391
9 | 79 | 3 | 2.1121
9 | 80 | 3 | 2.9131
9 | 81 | 3 | 2.9557
9 | 82 | 3 | 2.0045
9 | 83 | 3 | 2.207
9 | 84 | 3 | 2.7011
9 | 85 | 3 | 2.4738
9 | 86 | 3 | 3.3584
9 | 87 | 3 | 2.7283
9 | 88 | 3 | 3.0573
9 | 89 | 3 | 3.0802
9 | 90 | 3 | 2.3313
9 | 91 | 3 | 2.1857
9 | 92 | 3 | 3.0834
9 | 93 | 3 | 1.4644
9 | 94 | 3 | 3.0616
9 | 95 | 3 | 2.8219
9 | 96 | 3 | 3.0948
9 | 97 | 3 | 2.6372
9 | 98 | 3 | 3.0003
9 | 99 | 3 | 1.8872
9 | 100 | 3 | 2.7466
9 | 101 | 3 | 2.6538
9 | 102 | 3 | 2.9671
9 | 103 | 3 | 2.604
9 | 104 | 3 | 1.9391
9 | 105 | 3 | 2.9213
9 | 106 | 3 | 1.8747
9 | 107 | 3 | 2.4769
9 | 108 | 3 | 2.1725
9 | 109 | 3 | 2.4504
9 | 110 | 3 | 2.6686
9 | 111 | 3 | 1.9456
9 | 112 | 3 | 1.9282
9 | 113 | 3 | 1.3195
9 | 114 | 3 | 1.7682
9 | 115 | 3 | 1.5275
9 | 116 | 3 | 2.8492
9 | 117 | 3 | 1.7343
9 | 118 | 3 | 2.1182
9 | 119 | 3 | 1.5494
9 | 120 | 3 | 1.7071
9 | 121 | 3 | 1.4397
9 | 122 | 3 | 2.2099
9 | 123 | 3 | 1.5606
9 | 124 | 3 | 1.3607
9 | 125 | 3 | 1.8314
9 | 126 | 3 | 1.8206
9 | 127 | 3 | 1.6969
9 | 128 | 3 | 1.6816
9 | 129 | 3 | 1.5571
9 | 130 | 3 | 1.7869
9 | 131 | 3 | 1.0642
9 | 132 | 3 | 1.6603
9 | 133 | 3 | 0.7614
9 | 134 | 3 | 1.2473
9 | 135 | 3 | 1.2333
9 | 136 | 3 | 1.3061
9 | 137 | 3 | 1.6571
9 | 138 | 3 | 1.1835
9 | 139 | 3 | 1.8185
9 | 140 | 3 | 1.4537
9 | 141 | 3 | 0.96943
9 | 142 | 3 | 1.5279
9 | 143 | 3 | 1.4271
9 | 144 | 3 | 1.3237
9 | 145 | 3 | 1.229
9 | 146 | 3 | 1.1473
9 | 147 | 3 | 1.5045
9 | 148 | 3 | 0.91677
9 | 149 | 3 | 1.328
9 | 150 | 3 | 1.1611
9 | 151 | 3 | 1.0259
9 | 152 | 3 | 1.7447
9 | 153 | 3 | 1.345
9 | 154 | 3 | 1.3222
9 | 155 | 3 | 1.2535
9 | 156 | 3 | 1.4318
9 | 157 | 3 | 1.28
9 | 158 | 3 | 1.3624
9 | 159 | 3 | 1.7179
9 | 160 | 3 | 2.0557
9 | 161 | 3 | 1.2313
9 | 162 | 3 | 1.4596
9 | 163 | 3 | 1.4778
9 | 164 | 3 | 1.7497
9 | 165 | 3 | 1.392
9 | 166 | 3 | 1.6289
9 | 167 | 3 | 1.4924
9 | 168 | 3 | 1.9932
9 | 169 | 3 | 1.9261
9 | 170 | 3 | 1.9377
9 | 171 | 3 | 2.5977
9 | 172 | 3 | 2.3886
9 | 173 | 3 | 1.9523
9 | 174 | 3 | 2.4768
9 | 175 | 3 | 2.9492
9 | 176 | 3 | 1.771
9 | 177 | 3 | 2.4222
9 | 178 | 3 | 1.921
9 | 179 | 3 | 2.0977
9 | 180 | 3 | 2.8305
9 | 181 | 3 | 1.9262
9 | 182 | 3 | 2.2913
9 | 183 | 3 | 1.5917
9 | 184 | 3 | 3.0266
9 | 185 | 3 | 1.4526
9 | 186 | 3 | 2.1934
9 | 187 | 3 | 2.9222
9 | 188 | 3 | 2.2757
9 | 189 | 3 | 2.794
9 | 190 | 3 | 3.2285
9 | 191 | 3 | 2.4752
9 | 192 | 3 | 2.0897
9 | 193 | 3 | 2.0229
9 | 194 | 3 | 1.6389
9 | 195 | 3 | 2.1665
9 | 196 | 3 | 2.5921
9 | 197 | 3 | 2.0547
9 | 198 | 3 | 2.5735
9 | 199 | 3 | 1.3547
9 | 200 | 3 | 2.8452
9 | 201 | 3 | 2.3373
9 | 202 | 3 | 2.6858
9 | 203 | 3 | 2.6414
9 | 204 | 3 | 2.4044
9 | 205 | 3 | 1.5721
9 | 206 | 3 | 2.4088
9 | 207 | 3 | 2.5886
9 | 208 | 3 | 1.2666
9 | 209 | 3 | 1.9973
9 | 210 | 3 | 2.9576
9 | 211 | 3 | 2.403
9 | 212 | 3 | 1.2942
9 | 213 | 3 | 1.4513
9 | 214 | 3 | 1.5071
9 | 215 | 3 | 1.1439
9 | 216 | 3 | 1.3729
9 | 217 | 3 | 1.3827
9 | 218 | 3 | 1.7555
9 | 219 | 3 | 1.832
9 | 220 | 3 | 1.4059
9 | 221 | 3 | 2.0208
9 | 222 | 3 | 0.98941
9 | 223 | 3 | 1.3405
9 | 224 | 3 | 1.4373
9 | 225 | 3 | 1.1805
9 | 226 | 3 | 1.3157
9 | 227 | 3 | 1.5664
9 | 228 | 3 | 1.7334
9 | 229 | 3 | 1.7114
9 | 230 | 3 | 1.4217
9 | 231 | 3 | 0.61361
9 | 232 | 3 | 1.3346
9 | 233 | 3 | 1.2091
9 | 234 | 3 | 0.98178
9 | 235 | 3 | 1.4652
9 | 236 | 3 | 0.97811
9 | 237 | 3 | 0.80964
9 | 238 | 3 | 0.85499
9 | 239 | 3 | 0.86224
9 | 240 | 3 | 1.3425
9 | 241 | 3 | 1.2828
9 | 242 | 3 | 0.65499
9 | 243 | 3 | 1.2536
9 | 244 | 3 | 0.9921
9 | 245 | 3 | 1.5234
9 | 246 | 3 | 1.3435
9 | 247 | 3 | 1.2541
9 | 248 | 3 | 1.1441
9 | 249 | 3 | 1.0988
9 | 250 | 3 | 1.3894
9 | 251 | 3 | 1.0876
9 | 252 | 3 | 1.3215
9 | 253 | 3 | 1.3527
9 | 254 | 3 | 1.2925
9 | 255 | 3 | 1.4339
9 | 256 | 3 | 1.9331
9 | 257 | 3 | 1.202
9 | 258 | 3 | 1.7764
9 | 259 | 3 | 1.246
9 | 260 | 3 | 1.3101
9 | 261 | 3 | 1.547
9 | 262 | 3 | 1.3282
9 | 263 | 3 | 1.4426
9 | 264 | 3 | 1.2402
9 | 265 | 3 | 1.5797
9 | 266 | 3 | 2.079
9 | 267 | 3 | 2.0431
9 | 268 | 3 | 2.3411
9 | 269 | 3 | 1.9509
9 | 270 | 3 | 1.3027
9 | 271 | 3 | 1.9498
9 | 272 | 3 | 1.8764
9 | 273 | 3 | 1.9103
9 | 274 | 3 | 1.8802
9 | 275 | 3 | 2.0831
9 | 276 | 3 | 2.4334
9 | 277 | 3 | 2.1524
9 | 278 | 3 | 1.0066
9 | 279 | 3 | 1.6543
9 | 280 | 3 | 1.448
9 | 281 | 3 | 1.9938
9 | 282 | 3 | 2.4791
9 | 283 | 3 | 3.239
9 | 284 | 3 | 2.3133
9 | 285 | 3 | 2.2097
9 | 286 | 3 | 2.3467
9 | 287 | 3 | 2.3146
9 | 288 | 3 | 2.2272
9 | 289 | 3 | 3.229
9 | 290 | 3 | 2.9482
9 | 291 | 3 | 2.9129
9 | 292 | 3 | 2.7522
9 | 293 | 3 | 3.2275
9 | 294 | 3 | 2.3005
9 | 295 | 3 | 3.1371
9 | 296 | 3 | 2.7027
9 | 297 | 3 | 3.1512
9 | 298 | 3 | 2.8051
9 | 299 | 3 | 3.3931
9 | 300 | 3 | 2.0742
9 | 301 | 3 | 3.3247
9 | 302 | 3 | 3.0504
9 | 303 | 3 | 3.1061
9 | 304 | 3 | 1.9804
9 | 305 | 3 | 2.2232
9 | 306 | 3 | 2.2309
9 | 307 | 3 | 2.9635
9 | 308 | 3 | 2.8212
9 | 309 | 3 | 2.2303
9 | 310 | 3 | 2.9109
9 | 311 | 3 | 2.5841
9 | 312 | 3 | 2.1837
9 | 313 | 3 | 2.0299
9 | 314 | 3 | 2.3098
9 | 315 | 3 | 1.7717
9 | 316 | 3 | 2.1955
9 | 317 | 3 | 1.9554
9 | 318 | 3 | 1.2565
9 | 319 | 3 | 1.7668
9 | 320 | 3 | 2.222
9 | 321 | 3 | 2.5809
9 | 322 | 3 | 1.9206
9 | 323 | 3 | 1.6683
9 | 324 | 3 | 2.105
9 | 325 | 3 | 1.7354
9 | 326 | 3 | 1.6403
9 | 327 | 3 | 1.7731
9 | 328 | 3 | 1.654
9 | 329 | 3 | 1.5637
9 | 330 | 3 | 1.5103
9 | 331 | 3 | 1.474
9 | 332 | 3 | 1.6815
9 | 333 | 3 | 2.2801
9 | 334 | 3 | 0.98103
9 | 335 | 3 | 1.445
9 | 336 | 3 | 1.3013
9 | 337 | 3 | 1.4774
9 | 338 | 3 | 1.6567
9 | 339 | 3 | 1.2385
9 | 340 | 3 | 1.9476
9 | 341 | 3 | 1.522
9 | 342 | 3 | 1.913
9 | 343 | 3 | 1.349
9 | 344 | 3 | 1.5977
9 | 345 | 3 | 1.5055
9 | 346 | 3 | 1.5931
9 | 347 | 3 | 1.4328
9 | 348 | 3 | 1.7872
9 | 349 | 3 | 1.8282
9 | 350 | 3 | 1.2766
9 | 351 | 3 | 1.7928
9 | 352 | 3 | 2.3011
9 | 353 | 3 | 1.7892
9 | 354 | 3 | 1.7779
9 | 355 | 3 | 2.2482
9 | 356 | 3 | 2.1383
9 | 357 | 3 | 2.2009
9 | 358 | 3 | 2.1295
9 | 359 | 3 | 1.5659
9 | 360 | 3 | 2.9431
9 | 361 | 3 | 2.3882
9 | 362 | 3 | 1.4932
9 | 363 | 3 | 2.5737
9 | 364 | 3 | 1.6781
9 | 365 | 3 | 2.6175
9 | 366 | 3 | 2.337
9 | 367 | 3 | 3.3976
9 | 368 | 3 | 2.8983
9 | 369 | 3 | 1.803
9 | 370 | 3 | 2.2624
9 | 371 | 3 | 3.0503
9 | 372 | 3 | 2.7319
9 | 373 | 3 | 3.0642
9 | 374 | 3 | 2.7574
9 | 375 | 3 | 3.0122
9 | 376 | 3 | 2.6574
9 | 377 | 3 | 2.5077
9 | 378 | 3 | 3.2771
9 | 379 | 3 | 3.1873
9 | 380 | 3 | 3.0755
9 | 381 | 3 | 2.4946
9 | 382 | 3 | 3.2326
9 | 383 | 3 | 3.3653
9 | 384 | 3 | 2.8388
9 | 1 | 4 | 4
9 | 2 | 4 | 1.7802
9 | 3 | 4 | 4
9 | 4 | 4 | 2.9941
9 | 5 | 4 | 3.1143
9 | 6 | 4 | 3.0526
9 | 7 | 4 | 3.6988
9 | 8 | 4 | 4
9 | 9 | 4 | 3.2361
9 | 10 | 4 | 4
9 | 11 | 4 | 4
9 | 12 | 4 | 3.7656
9 | 13 | 4 | 2.3833
9 | 14 | 4 | 3.4485
9 | 15 | 4 | 2.4123
9 | 16 | 4 | 3.6315
9 | 17 | 4 | 2.3515
9 | 18 | 4 | 3.6594
9 | 19 | 4 | 3.8396
9 | 20 | 4 | 4
9 | 21 | 4 | 4
9 | 22 | 4 | 4
9 | 23 | 4 | 3.5713
9 | 24 | 4 | 2.9551
9 | 25 | 4 | 2.7574
9 | 26 | 4 | 2.3499
9 | 27 | 4 | 4
9 | 28 | 4 | 3.626
9 | 29 | 4 | 2.5399
9 | 30 | 4 | 2.5395
9 | 31 | 4 | 3.0736
9 | 32 | 4 | 2.571
9 | 33 | 4 | 2.7339
9 | 34 | 4 | 2.8572
9 | 35 | 4 | 2.4801
9 | 36 | 4 | 2.7944
9 | 37 | 4 | 2.1058
9 | 38 | 4 | 2.367
9 | 39 | 4 | 2.5193
9 | 40 | 4 | 2.2229
9 | 41 | 4 | 2.334
9 | 42 | 4 | 2.6368
9 | 43 | 4 | 1.63
9 | 44 | 4 | 1.9073
9 | 45 | 4 | 1.9862
9 | 46 | 4 | 2.2382
9 | 47 | 4 | 1.9566
9 | 48 | 4 | 1.9915
9 | 49 | 4 | 1.5226
9 | 50 | 4 | 2.2947
9 | 51 | 4 | 1.4294
9 | 52 | 4 | 2.6968
9 | 53 | 4 | 1.7974
9 | 54 | 4 | 2.4593
9 | 55 | 4 | 2.2285
9 | 56 | 4 | 2.0015
9 | 57 | 4 | 1.7796
9 | 58 | 4 | 2.1608
9 | 59 | 4 | 1.9447
9 | 60 | 4 | 3.2302
9 | 61 | 4 | 2.175
9 | 62 | 4 | 2.5279
9 | 63 | 4 | 2.9936
9 | 64 | 4 | 2.7795
9 | 65 | 4 | 2.462
9 | 66 | 4 | 3.2066
9 | 67 | 4 | 3.366
9 | 68 | 4 | 2.8903
9 | 69 | 4 | 2.7104
9 | 70 | 4 | 3.7998
9 | 71 | 4 | 3.107
9 | 72 | 4 | 3.1055
9 | 73 | 4 | 3.9499
9 | 74 | 4 | 2.2122
9 | 75 | 4 | 3.2927
9 | 76 | 4 | 3.8692
9 | 77 | 4 | 2.5922
9 | 78 | 4 | 4
9 | 79 | 4 | 2.5599
9 | 80 | 4 | 3.5413
9 | 81 | 4 | 3.5257
9 | 82 | 4 | 2.4675
9 | 83 | 4 | 2.6748
9 | 84 | 4 | 3.4414
9 | 85 | 4 | 3.1838
9 | 86 | 4 | 4
9 | 87 | 4 | 3.4413
9 | 88 | 4 | 3.6118
9 | 89 | 4 | 3.7731
9 | 90 | 4 | 2.8705
9 | 91 | 4 | 2.8703
9 | 92 | 4 | 3.6492
9 | 93 | 4 | 1.842
9 | 94 | 4 | 3.7899
9 | 95 | 4 | 3.5684
9 | 96 | 4 | 4
9 | 97 | 4 | 3.1382
9 | 98 | 4 | 3.7161
9 | 99 | 4 | 2.5152
9 | 100 | 4 | 3.3837
9 | 101 | 4 | 3.3907
9 | 102 | 4 | 3.6964
9 | 103 | 4 | 3.1052
9 | 104 | 4 | 2.4679
9 | 105 | 4 | 3.4743
9 | 106 | 4 | 2.3078
9 | 107 | 4 | 3.2956
9 | 108 | 4 | 2.5773
9 | 109 | 4 | 2.9916
9 | 110 | 4 | 3.1405
9 | 111 | 4 | 2.5359
9 | 112 | 4 | 2.5247
9 | 113 | 4 | 1.5648
9 | 114 | 4 | 2.1572
9 | 115 | 4 | 2.0189
9 | 116 | 4 | 3.4513
9 | 117 | 4 | 2.1012
9 | 118 | 4 | 2.5148
9 | 119 | 4 | 1.8869
9 | 120 | 4 | 2.239
9 | 121 | 4 | 1.9145
9 | 122 | 4 | 2.9362
9 | 123 | 4 | 2.073
9 | 124 | 4 | 1.7566
9 | 125 | 4 | 2.1906
9 | 126 | 4 | 2.2648
9 | 127 | 4 | 2.1072
9 | 128 | 4 | 2.0158
9 | 129 | 4 | 2.0423
9 | 130 | 4 | 2.2971
9 | 131 | 4 | 1.3161
9 | 132 | 4 | 1.9603
9 | 133 | 4 | 0.94454
9 | 134 | 4 | 1.6589
9 | 135 | 4 | 1.4857
9 | 136 | 4 | 1.689
9 | 137 | 4 | 1.9948
9 | 138 | 4 | 1.5004
9 | 139 | 4 | 2.1743
9 | 140 | 4 | 1.7627
9 | 141 | 4 | 1.2033
9 | 142 | 4 | 2.0007
9 | 143 | 4 | 1.8878
9 | 144 | 4 | 1.7368
9 | 145 | 4 | 1.629
9 | 146 | 4 | 1.5081
9 | 147 | 4 | 1.9474
9 | 148 | 4 | 1.1162
9 | 149 | 4 | 1.6477
9 | 150 | 4 | 1.5455
9 | 151 | 4 | 1.3549
9 | 152 | 4 | 2.0606
9 | 153 | 4 | 1.667
9 | 154 | 4 | 1.7165
9 | 155 | 4 | 1.617
9 | 156 | 4 | 1.7368
9 | 157 | 4 | 1.6634
9 | 158 | 4 | 1.6858
9 | 159 | 4 | 2.0282
9 | 160 | 4 | 2.4628
9 | 161 | 4 | 1.5909
9 | 162 | 4 | 1.8259
9 | 163 | 4 | 1.8199
9 | 164 | 4 | 2.1008
9 | 165 | 4 | 1.818
9 | 166 | 4 | 2.1665
9 | 167 | 4 | 1.9714
9 | 168 | 4 | 2.4957
9 | 169 | 4 | 2.3761
9 | 170 | 4 | 2.4015
9 | 171 | 4 | 3.3229
9 | 172 | 4 | 2.8139
9 | 173 | 4 | 2.4163
9 | 174 | 4 | 3.1431
9 | 175 | 4 | 3.6631
9 | 176 | 4 | 2.1479
9 | 177 | 4 | 2.9651
9 | 178 | 4 | 2.474
9 | 179 | 4 | 2.7724
9 | 180 | 4 | 3.5966
9 | 181 | 4 | 2.3694
9 | 182 | 4 | 2.9718
9 | 183 | 4 | 1.9287
9 | 184 | 4 | 4
9 | 185 | 4 | 1.8718
9 | 186 | 4 | 2.6411
9 | 187 | 4 | 3.7984
9 | 188 | 4 | 2.7958
9 | 189 | 4 | 3.4818
9 | 190 | 4 | 3.8321
9 | 191 | 4 | 3.1883
9 | 192 | 4 | 2.762
9 | 193 | 4 | 2.4565
9 | 194 | 4 | 1.9812
9 | 195 | 4 | 2.5768
9 | 196 | 4 | 3.0741
9 | 197 | 4 | 2.7345
9 | 198 | 4 | 3.3274
9 | 199 | 4 | 1.669
9 | 200 | 4 | 3.3675
9 | 201 | 4 | 2.7659
9 | 202 | 4 | 3.3337
9 | 203 | 4 | 3.1386
9 | 204 | 4 | 2.9532
9 | 205 | 4 | 1.9925
9 | 206 | 4 | 3.0163
9 | 207 | 4 | 3.1941
9 | 208 | 4 | 1.5735
9 | 209 | 4 | 2.3703
9 | 210 | 4 | 3.5131
9 | 211 | 4 | 3.0437
9 | 212 | 4 | 1.5292
9 | 213 | 4 | 1.8912
9 | 214 | 4 | 1.9762
9 | 215 | 4 | 1.4983
9 | 216 | 4 | 1.7149
9 | 217 | 4 | 1.8383
9 | 218 | 4 | 2.078
9 | 219 | 4 | 2.2001
9 | 220 | 4 | 1.8708
9 | 221 | 4 | 2.6326
9 | 222 | 4 | 1.2633
9 | 223 | 4 | 1.7567
9 | 224 | 4 | 1.7297
9 | 225 | 4 | 1.5048
9 | 226 | 4 | 1.5589
9 | 227 | 4 | 1.9382
9 | 228 | 4 | 2.0688
9 | 229 | 4 | 2.0509
9 | 230 | 4 | 1.6915
9 | 231 | 4 | 0.77088
9 | 232 | 4 | 1.6586
9 | 233 | 4 | 1.457
9 | 234 | 4 | 1.261
9 | 235 | 4 | 1.8337
9 | 236 | 4 | 1.2077
9 | 237 | 4 | 1.0773
9 | 238 | 4 | 1.0564
9 | 239 | 4 | 1.0868
9 | 240 | 4 | 1.616
9 | 241 | 4 | 1.6414
9 | 242 | 4 | 0.78041
9 | 243 | 4 | 1.5519
9 | 244 | 4 | 1.2911
9 | 245 | 4 | 1.8381
9 | 246 | 4 | 1.6561
9 | 247 | 4 | 1.6602
9 | 248 | 4 | 1.4445
9 | 249 | 4 | 1.3435
9 | 250 | 4 | 1.6503
9 | 251 | 4 | 1.4501
9 | 252 | 4 | 1.559
9 | 253 | 4 | 1.7174
9 | 254 | 4 | 1.5252
9 | 255 | 4 | 1.7692
9 | 256 | 4 | 2.3209
9 | 257 | 4 | 1.4886
9 | 258 | 4 | 2.1855
9 | 259 | 4 | 1.6004
9 | 260 | 4 | 1.62
9 | 261 | 4 | 1.8752
9 | 262 | 4 | 1.589
9 | 263 | 4 | 1.7475
9 | 264 | 4 | 1.5128
9 | 265 | 4 | 1.8886
9 | 266 | 4 | 2.6577
9 | 267 | 4 | 2.5005
9 | 268 | 4 | 2.9445
9 | 269 | 4 | 2.4752
9 | 270 | 4 | 1.6467
9 | 271 | 4 | 2.4676
9 | 272 | 4 | 2.4002
9 | 273 | 4 | 2.352
9 | 274 | 4 | 2.3709
9 | 275 | 4 | 2.4583
9 | 276 | 4 | 2.9756
9 | 277 | 4 | 2.7959
9 | 278 | 4 | 1.2699
9 | 279 | 4 | 2.1091
9 | 280 | 4 | 1.7451
9 | 281 | 4 | 2.3792
9 | 282 | 4 | 2.9499
9 | 283 | 4 | 3.9681
9 | 284 | 4 | 2.9771
9 | 285 | 4 | 2.8504
9 | 286 | 4 | 2.8087
9 | 287 | 4 | 2.8833
9 | 288 | 4 | 2.6827
9 | 289 | 4 | 4
9 | 290 | 4 | 3.5809
9 | 291 | 4 | 3.6325
9 | 292 | 4 | 3.3275
9 | 293 | 4 | 4
9 | 294 | 4 | 2.888
9 | 295 | 4 | 4
9 | 296 | 4 | 3.5711
9 | 297 | 4 | 4
9 | 298 | 4 | 3.7008
9 | 299 | 4 | 4
9 | 300 | 4 | 2.7003
9 | 301 | 4 | 4
9 | 302 | 4 | 3.6423
9 | 303 | 4 | 3.7933
9 | 304 | 4 | 2.4542
9 | 305 | 4 | 2.902
9 | 306 | 4 | 2.8003
9 | 307 | 4 | 3.7775
9 | 308 | 4 | 3.652
9 | 309 | 4 | 2.756
9 | 310 | 4 | 3.726
9 | 311 | 4 | 3.0703
9 | 312 | 4 | 2.5967
9 | 313 | 4 | 2.6169
9 | 314 | 4 | 3.0349
9 | 315 | 4 | 2.303
9 | 316 | 4 | 2.7446
9 | 317 | 4 | 2.3763
9 | 318 | 4 | 1.6301
9 | 319 | 4 | 2.2804
9 | 320 | 4 | 2.6606
9 | 321 | 4 | 3.2604
9 | 322 | 4 | 2.3663
9 | 323 | 4 | 2.1572
9 | 324 | 4 | 2.769
9 | 325 | 4 | 2.165
9 | 326 | 4 | 2.0563
9 | 327 | 4 | 2.3169
9 | 328 | 4 | 2.0365
9 | 329 | 4 | 1.944
9 | 330 | 4 | 1.8522
9 | 331 | 4 | 1.9282
9 | 332 | 4 | 2.0378
9 | 333 | 4 | 2.9527
9 | 334 | 4 | 1.2233
9 | 335 | 4 | 1.744
9 | 336 | 4 | 1.73
9 | 337 | 4 | 1.8882
9 | 338 | 4 | 1.9787
9 | 339 | 4 | 1.4841
9 | 340 | 4 | 2.4229
9 | 341 | 4 | 1.8191
9 | 342 | 4 | 2.264
9 | 343 | 4 | 1.6202
9 | 344 | 4 | 1.9125
9 | 345 | 4 | 1.9812
9 | 346 | 4 | 1.9544
9 | 347 | 4 | 1.7465
9 | 348 | 4 | 2.2037
9 | 349 | 4 | 2.2027
9 | 350 | 4 | 1.6943
9 | 351 | 4 | 2.1678
9 | 352 | 4 | 2.7954
9 | 353 | 4 | 2.3058
9 | 354 | 4 | 2.292
9 | 355 | 4 | 2.7646
9 | 356 | 4 | 2.7255
9 | 357 | 4 | 2.6528
9 | 358 | 4 | 2.6799
9 | 359 | 4 | 1.8906
9 | 360 | 4 | 3.4663
9 | 361 | 4 | 3.0617
9 | 362 | 4 | 1.9537
9 | 363 | 4 | 3.0635
9 | 364 | 4 | 2.0868
9 | 365 | 4 | 3.0886
9 | 366 | 4 | 2.8722
9 | 367 | 4 | 4
9 | 368 | 4 | 3.6022
9 | 369 | 4 | 2.2463
9 | 370 | 4 | 2.9631
9 | 371 | 4 | 3.883
9 | 372 | 4 | 3.6299
9 | 373 | 4 | 4
9 | 374 | 4 | 3.344
9 | 375 | 4 | 4
9 | 376 | 4 | 3.3781
9 | 377 | 4 | 2.9988
9 | 378 | 4 | 4
9 | 379 | 4 | 3.8913
9 | 380 | 4 | 4
9 | 381 | 4 | 3.1411
9 | 382 | 4 | 4
9 | 383 | 4 | 3.964
9 | 384 | 4 | 3.6849
9 | 1 | 5 | 4
9 | 2 | 5 | 2.1754
9 | 3 | 5 | 4
9 | 4 | 5 | 3.5338
9 | 5 | 5 | 3.6271
9 | 6 | 5 | 3.5387
9 | 7 | 5 | 4
9 | 8 | 5 | 4
9 | 9 | 5 | 3.8499
9 | 10 | 5 | 4
9 | 11 | 5 | 4
9 | 12 | 5 | 4
9 | 13 | 5 | 2.7895
9 | 14 | 5 | 4
9 | 15 | 5 | 2.7807
9 | 16 | 5 | 4
9 | 17 | 5 | 2.8023
9 | 18 | 5 | 4
9 | 19 | 5 | 4
9 | 20 | 5 | 4
9 | 21 | 5 | 4
9 | 22 | 5 | 4
9 | 23 | 5 | 4
9 | 24 | 5 | 3.603
9 | 25 | 5 | 3.4127
9 | 26 | 5 | 2.9126
9 | 27 | 5 | 4
9 | 28 | 5 | 4
9 | 29 | 5 | 2.964
9 | 30 | 5 | 3.1434
9 | 31 | 5 | 3.5649
9 | 32 | 5 | 3.0649
9 | 33 | 5 | 3.4058
9 | 34 | 5 | 3.4382
9 | 35 | 5 | 3.0237
9 | 36 | 5 | 3.3018
9 | 37 | 5 | 2.5662
9 | 38 | 5 | 2.9196
9 | 39 | 5 | 2.9018
9 | 40 | 5 | 2.7231
9 | 41 | 5 | 2.9149
9 | 42 | 5 | 3.2296
9 | 43 | 5 | 1.9202
9 | 44 | 5 | 2.3439
9 | 45 | 5 | 2.3046
9 | 46 | 5 | 2.6742
9 | 47 | 5 | 2.4279
9 | 48 | 5 | 2.3487
9 | 49 | 5 | 1.7948
9 | 50 | 5 | 2.6687
9 | 51 | 5 | 1.6465
9 | 52 | 5 | 3.2844
9 | 53 | 5 | 2.1051
9 | 54 | 5 | 2.8936
9 | 55 | 5 | 2.6723
9 | 56 | 5 | 2.3125
9 | 57 | 5 | 2.1487
9 | 58 | 5 | 2.5166
9 | 59 | 5 | 2.351
9 | 60 | 5 | 3.9408
9 | 61 | 5 | 2.5235
9 | 62 | 5 | 3.0117
9 | 63 | 5 | 3.6506
9 | 64 | 5 | 3.3115
9 | 65 | 5 | 2.8435
9 | 66 | 5 | 3.8595
9 | 67 | 5 | 4
9 | 68 | 5 | 3.4726
9 | 69 | 5 | 3.373
9 | 70 | 5 | 4
9 | 71 | 5 | 3.8537
9 | 72 | 5 | 3.614
9 | 73 | 5 | 4
9 | 74 | 5 | 2.7226
9 | 75 | 5 | 3.9176
9 | 76 | 5 | 4
9 | 77 | 5 | 3.2215
9 | 78 | 5 | 4
9 | 79 | 5 | 3.1361
9 | 80 | 5 | 4
9 | 81 | 5 | 4
9 | 82 | 5 | 2.9915
9 | 83 | 5 | 3.2769
9 | 84 | 5 | 4
9 | 85 | 5 | 3.7473
9 | 86 | 5 | 4
9 | 87 | 5 | 4
9 | 88 | 5 | 4
9 | 89 | 5 | 4
9 | 90 | 5 | 3.4795
9 | 91 | 5 | 3.3338
9 | 92 | 5 | 4
9 | 93 | 5 | 2.2012
9 | 94 | 5 | 4
9 | 95 | 5 | 4
9 | 96 | 5 | 4
9 | 97 | 5 | 3.8925
9 | 98 | 5 | 4
9 | 99 | 5 | 2.8933
9 | 100 | 5 | 4
9 | 101 | 5 | 4
9 | 102 | 5 | 4
9 | 103 | 5 | 3.8461
9 | 104 | 5 | 2.9263
9 | 105 | 5 | 4
9 | 106 | 5 | 2.7979
9 | 107 | 5 | 3.7951
9 | 108 | 5 | 3.2034
9 | 109 | 5 | 3.647
9 | 110 | 5 | 3.9247
9 | 111 | 5 | 2.96
9 | 112 | 5 | 2.9381
9 | 113 | 5 | 1.9455
9 | 114 | 5 | 2.6311
9 | 115 | 5 | 2.335
9 | 116 | 5 | 4
9 | 117 | 5 | 2.5747
9 | 118 | 5 | 3.1241
9 | 119 | 5 | 2.3042
9 | 120 | 5 | 2.6026
9 | 121 | 5 | 2.2055
9 | 122 | 5 | 3.3844
9 | 123 | 5 | 2.3899
9 | 124 | 5 | 2.0633
9 | 125 | 5 | 2.7076
9 | 126 | 5 | 2.7265
9 | 127 | 5 | 2.5398
9 | 128 | 5 | 2.4879
9 | 129 | 5 | 2.374
9 | 130 | 5 | 2.7058
9 | 131 | 5 | 1.5906
9 | 132 | 5 | 2.4445
9 | 133 | 5 | 1.1392
9 | 134 | 5 | 1.9108
9 | 135 | 5 | 1.8275
9 | 136 | 5 | 1.9817
9 | 137 | 5 | 2.455
9 | 138 | 5 | 1.7837
9 | 139 | 5 | 2.6882
9 | 140 | 5 | 2.1588
9 | 141 | 5 | 1.4508
9 | 142 | 5 | 2.3282
9 | 143 | 5 | 2.1822
9 | 144 | 5 | 2.0184
9 | 145 | 5 | 1.8806
9 | 146 | 5 | 1.7506
9 | 147 | 5 | 2.2834
9 | 148 | 5 | 1.3633
9 | 149 | 5 | 1.9871
9 | 150 | 5 | 1.7793
9 | 151 | 5 | 1.5678
9 | 152 | 5 | 2.569
9 | 153 | 5 | 2.0118
9 | 154 | 5 | 2.0088
9 | 155 | 5 | 1.9003
9 | 156 | 5 | 2.1265
9 | 157 | 5 | 1.9454
9 | 158 | 5 | 2.0367
9 | 159 | 5 | 2.5292
9 | 160 | 5 | 3.0408
9 | 161 | 5 | 1.8677
9 | 162 | 5 | 2.1899
9 | 163 | 5 | 2.2058
9 | 164 | 5 | 2.5901
9 | 165 | 5 | 2.1192
9 | 166 | 5 | 2.4955
9 | 167 | 5 | 2.2809
9 | 168 | 5 | 2.9915
9 | 169 | 5 | 2.8766
9 | 170 | 5 | 2.8983
9 | 171 | 5 | 3.9268
9 | 172 | 5 | 3.5142
9 | 173 | 5 | 2.9188
9 | 174 | 5 | 3.7341
9 | 175 | 5 | 4
9 | 176 | 5 | 2.6301
9 | 177 | 5 | 3.6083
9 | 178 | 5 | 2.9106
9 | 179 | 5 | 3.2066
9 | 180 | 5 | 4
9 | 181 | 5 | 2.874
9 | 182 | 5 | 3.48
9 | 183 | 5 | 2.3632
9 | 184 | 5 | 4
9 | 185 | 5 | 2.2013
9 | 186 | 5 | 3.2498
9 | 187 | 5 | 4
9 | 188 | 5 | 3.394
9 | 189 | 5 | 4
9 | 190 | 5 | 4
9 | 191 | 5 | 3.7505
9 | 192 | 5 | 3.1945
9 | 193 | 5 | 3.0055
9 | 194 | 5 | 2.4313
9 | 195 | 5 | 3.1972
9 | 196 | 5 | 3.8218
9 | 197 | 5 | 3.1485
9 | 198 | 5 | 3.9045
9 | 199 | 5 | 2.0223
9 | 200 | 5 | 4
9 | 201 | 5 | 3.4436
9 | 202 | 5 | 4
9 | 203 | 5 | 3.8968
9 | 204 | 5 | 3.5857
9 | 205 | 5 | 2.3691
9 | 206 | 5 | 3.6153
9 | 207 | 5 | 3.8663
9 | 208 | 5 | 1.896
9 | 209 | 5 | 2.9454
9 | 210 | 5 | 4
9 | 211 | 5 | 3.6204
9 | 212 | 5 | 1.9058
9 | 213 | 5 | 2.2077
9 | 214 | 5 | 2.2976
9 | 215 | 5 | 1.7433
9 | 216 | 5 | 2.0588
9 | 217 | 5 | 2.1181
9 | 218 | 5 | 2.5867
9 | 219 | 5 | 2.712
9 | 220 | 5 | 2.1542
9 | 221 | 5 | 3.0738
9 | 222 | 5 | 1.4947
9 | 223 | 5 | 2.0432
9 | 224 | 5 | 2.1291
9 | 225 | 5 | 1.7824
9 | 226 | 5 | 1.9392
9 | 227 | 5 | 2.3417
9 | 228 | 5 | 2.5609
9 | 229 | 5 | 2.5318
9 | 230 | 5 | 2.0983
9 | 231 | 5 | 0.92196
9 | 232 | 5 | 1.998
9 | 233 | 5 | 1.7919
9 | 234 | 5 | 1.4862
9 | 235 | 5 | 2.1987
9 | 236 | 5 | 1.4612
9 | 237 | 5 | 1.2405
9 | 238 | 5 | 1.2775
9 | 239 | 5 | 1.297
9 | 240 | 5 | 1.9889
9 | 241 | 5 | 1.9394
9 | 242 | 5 | 0.96715
9 | 243 | 5 | 1.8744
9 | 244 | 5 | 1.5086
9 | 245 | 5 | 2.2587
9 | 246 | 5 | 2.0059
9 | 247 | 5 | 1.9182
9 | 248 | 5 | 1.7219
9 | 249 | 5 | 1.6362
9 | 250 | 5 | 2.0495
9 | 251 | 5 | 1.6676
9 | 252 | 5 | 1.9451
9 | 253 | 5 | 2.0397
9 | 254 | 5 | 1.9026
9 | 255 | 5 | 2.1416
9 | 256 | 5 | 2.8614
9 | 257 | 5 | 1.7974
9 | 258 | 5 | 2.6506
9 | 259 | 5 | 1.8861
9 | 260 | 5 | 1.9581
9 | 261 | 5 | 2.2971
9 | 262 | 5 | 1.9638
9 | 263 | 5 | 2.1416
9 | 264 | 5 | 1.8453
9 | 265 | 5 | 2.3351
9 | 266 | 5 | 3.1421
9 | 267 | 5 | 3.0433
9 | 268 | 5 | 3.5189
9 | 269 | 5 | 2.941
9 | 270 | 5 | 1.9614
9 | 271 | 5 | 2.9369
9 | 272 | 5 | 2.8365
9 | 273 | 5 | 2.8511
9 | 274 | 5 | 2.8285
9 | 275 | 5 | 3.0664
9 | 276 | 5 | 3.6237
9 | 277 | 5 | 3.2708
9 | 278 | 5 | 1.5145
9 | 279 | 5 | 2.4979
9 | 280 | 5 | 2.146
9 | 281 | 5 | 2.9455
9 | 282 | 5 | 3.659
9 | 283 | 5 | 4
9 | 284 | 5 | 3.5041
9 | 285 | 5 | 3.3499
9 | 286 | 5 | 3.4702
9 | 287 | 5 | 3.4679
9 | 288 | 5 | 3.3003
9 | 289 | 5 | 4
9 | 290 | 5 | 4
9 | 291 | 5 | 4
9 | 292 | 5 | 4
9 | 293 | 5 | 4
9 | 294 | 5 | 3.4556
9 | 295 | 5 | 4
9 | 296 | 5 | 4
9 | 297 | 5 | 4
9 | 298 | 5 | 4
9 | 299 | 5 | 4
9 | 300 | 5 | 3.1543
9 | 301 | 5 | 4
9 | 302 | 5 | 4
9 | 303 | 5 | 4
9 | 304 | 5 | 2.9621
9 | 305 | 5 | 3.384
9 | 306 | 5 | 3.351
9 | 307 | 5 | 4
9 | 308 | 5 | 4
9 | 309 | 5 | 3.3326
9 | 310 | 5 | 4
9 | 311 | 5 | 3.8122
9 | 312 | 5 | 3.2224
9 | 313 | 5 | 3.0767
9 | 314 | 5 | 3.5238
9 | 315 | 5 | 2.6928
9 | 316 | 5 | 3.2934
9 | 317 | 5 | 2.9059
9 | 318 | 5 | 1.9085
9 | 319 | 5 | 2.679
9 | 320 | 5 | 3.2863
9 | 321 | 5 | 3.8851
9 | 322 | 5 | 2.8671
9 | 323 | 5 | 2.5312
9 | 324 | 5 | 3.2126
9 | 325 | 5 | 2.6014
9 | 326 | 5 | 2.4628
9 | 327 | 5 | 2.6999
9 | 328 | 5 | 2.4686
9 | 329 | 5 | 2.3413
9 | 330 | 5 | 2.2512
9 | 331 | 5 | 2.2453
9 | 332 | 5 | 2.4966
9 | 333 | 5 | 3.4612
9 | 334 | 5 | 1.4704
9 | 335 | 5 | 2.1426
9 | 336 | 5 | 1.9933
9 | 337 | 5 | 2.2326
9 | 338 | 5 | 2.4482
9 | 339 | 5 | 1.8321
9 | 340 | 5 | 2.9168
9 | 341 | 5 | 2.2497
9 | 342 | 5 | 2.8186
9 | 343 | 5 | 1.9971
9 | 344 | 5 | 2.3627
9 | 345 | 5 | 2.298
9 | 346 | 5 | 2.3749
9 | 347 | 5 | 2.1314
9 | 348 | 5 | 2.6687
9 | 349 | 5 | 2.7093
9 | 350 | 5 | 1.9543
9 | 351 | 5 | 2.66
9 | 352 | 5 | 3.4192
9 | 353 | 5 | 2.7115
9 | 354 | 5 | 2.6947
9 | 355 | 5 | 3.3541
9 | 356 | 5 | 3.2285
9 | 357 | 5 | 3.262
9 | 358 | 5 | 3.2015
9 | 359 | 5 | 2.3222
9 | 360 | 5 | 4
9 | 361 | 5 | 3.6129
9 | 362 | 5 | 2.2747
9 | 363 | 5 | 3.7991
9 | 364 | 5 | 2.5128
9 | 365 | 5 | 3.853
9 | 366 | 5 | 3.4859
9 | 367 | 5 | 4
9 | 368 | 5 | 4
9 | 369 | 5 | 2.7015
9 | 370 | 5 | 3.4477
9 | 371 | 5 | 4
9 | 372 | 5 | 4
9 | 373 | 5 | 4
9 | 374 | 5 | 4
9 | 375 | 5 | 4
9 | 376 | 5 | 4
9 | 377 | 5 | 3.7072
9 | 378 | 5 | 4
9 | 379 | 5 | 4
9 | 380 | 5 | 4
9 | 381 | 5 | 3.751
9 | 382 | 5 | 4
9 | 383 | 5 | 4
9 | 384 | 5 | 4
9 | 1 | 6 | 3.1668
9 | 2 | 6 | 1.4633
9 | 3 | 6 | 3
9 | 4 | 6 | 2.3361
9 | 5 | 6 | 2.3814
9 | 6 | 6 | 2.3177
9 | 7 | 6 | 2.843
9 | 8 | 6 | 3.1382
9 | 9 | 6 | 2.5555
9 | 10 | 6 | 3.2155
9 | 11 | 6 | 3.1677
9 | 12 | 6 | 3.0822
9 | 13 | 6 | 1.8362
9 | 14 | 6 | 2.8892
9 | 15 | 6 | 1.8158
9 | 16 | 6 | 2.9671
9 | 17 | 6 | 1.8617
9 | 18 | 6 | 2.949
9 | 19 | 6 | 2.9336
9 | 20 | 6 | 3.0792
9 | 21 | 6 | 3.3203
9 | 22 | 6 | 3.3873
9 | 23 | 6 | 2.7904
9 | 24 | 6 | 2.4209
9 | 25 | 6 | 2.3097
9 | 26 | 6 | 1.9726
9 | 27 | 6 | 3.034
9 | 28 | 6 | 2.7337
9 | 29 | 6 | 1.948
9 | 30 | 6 | 2.1276
9 | 31 | 6 | 2.3354
9 | 32 | 6 | 2.0365
9 | 33 | 6 | 2.3123
9 | 34 | 6 | 2.2953
9 | 35 | 6 | 2.0317
9 | 36 | 6 | 2.184
9 | 37 | 6 | 1.7239
9 | 38 | 6 | 1.9728
9 | 39 | 6 | 1.8941
9 | 40 | 6 | 1.8339
9 | 41 | 6 | 1.9813
9 | 42 | 6 | 2.1749
9 | 43 | 6 | 1.2682
9 | 44 | 6 | 1.581
9 | 45 | 6 | 1.5101
9 | 46 | 6 | 1.7789
9 | 47 | 6 | 1.6452
9 | 48 | 6 | 1.5521
9 | 49 | 6 | 1.1858
9 | 50 | 6 | 1.7508
9 | 51 | 6 | 1.0748
9 | 52 | 6 | 2.2057
9 | 53 | 6 | 1.3861
9 | 54 | 6 | 1.9098
9 | 55 | 6 | 1.7809
9 | 56 | 6 | 1.5118
9 | 57 | 6 | 1.4369
9 | 58 | 6 | 1.6523
9 | 59 | 6 | 1.5731
9 | 60 | 6 | 2.6487
9 | 61 | 6 | 1.6535
9 | 62 | 6 | 2.0006
9 | 63 | 6 | 2.4531
9 | 64 | 6 | 2.1997
9 | 65 | 6 | 1.8588
9 | 66 | 6 | 2.5768
9 | 67 | 6 | 2.7479
9 | 68 | 6 | 2.3165
9 | 69 | 6 | 2.2888
9 | 70 | 6 | 3.0727
9 | 71 | 6 | 2.6109
9 | 72 | 6 | 2.3718
9 | 73 | 6 | 3.0174
9 | 74 | 6 | 1.8377
9 | 75 | 6 | 2.6005
9 | 76 | 6 | 2.9659
9 | 77 | 6 | 2.1846
9 | 78 | 6 | 3.1391
9 | 79 | 6 | 2.1121
9 | 80 | 6 | 2.9131
9 | 81 | 6 | 2.9557
9 | 82 | 6 | 2.0045
9 | 83 | 6 | 2.207
9 | 84 | 6 | 2.7011
9 | 85 | 6 | 2.4738
9 | 86 | 6 | 3.3584
9 | 87 | 6 | 2.7283
9 | 88 | 6 | 3.0573
9 | 89 | 6 | 3.0802
9 | 90 | 6 | 2.3313
9 | 91 | 6 | 2.1857
9 | 92 | 6 | 3.0834
9 | 93 | 6 | 1.4644
9 | 94 | 6 | 3.0616
9 | 95 | 6 | 2.8219
9 | 96 | 6 | 3.0948
9 | 97 | 6 | 2.6372
9 | 98 | 6 | 3.0003
9 | 99 | 6 | 1.8872
9 | 100 | 6 | 2.7466
9 | 101 | 6 | 2.6538
9 | 102 | 6 | 2.9671
9 | 103 | 6 | 2.604
9 | 104 | 6 | 1.9391
9 | 105 | 6 | 2.9213
9 | 106 | 6 | 1.8747
9 | 107 | 6 | 2.4769
9 | 108 | 6 | 2.1725
9 | 109 | 6 | 2.4504
9 | 110 | 6 | 2.6686
9 | 111 | 6 | 1.9456
9 | 112 | 6 | 1.9282
9 | 113 | 6 | 1.3195
9 | 114 | 6 | 1.7682
9 | 115 | 6 | 1.5275
9 | 116 | 6 | 2.8492
9 | 117 | 6 | 1.7343
9 | 118 | 6 | 2.1182
9 | 119 | 6 | 1.5494
9 | 120 | 6 | 1.7071
9 | 121 | 6 | 1.4397
9 | 122 | 6 | 2.2099
9 | 123 | 6 | 1.5606
9 | 124 | 6 | 1.3607
9 | 125 | 6 | 1.8314
9 | 126 | 6 | 1.8206
9 | 127 | 6 | 1.6969
9 | 128 | 6 | 1.6816
9 | 129 | 6 | 1.5571
9 | 130 | 6 | 1.7869
9 | 131 | 6 | 1.0642
9 | 132 | 6 | 1.6603
9 | 133 | 6 | 0.7614
9 | 134 | 6 | 1.2473
9 | 135 | 6 | 1.2333
9 | 136 | 6 | 1.3061
9 | 137 | 6 | 1.6571
9 | 138 | 6 | 1.1835
9 | 139 | 6 | 1.8185
9 | 140 | 6 | 1.4537
9 | 141 | 6 | 0.96943
9 | 142 | 6 | 1.5279
9 | 143 | 6 | 1.4271
9 | 144 | 6 | 1.3237
9 | 145 | 6 | 1.229
9 | 146 | 6 | 1.1473
9 | 147 | 6 | 1.5045
9 | 148 | 6 | 0.91677
9 | 149 | 6 | 1.328
9 | 150 | 6 | 1.1611
9 | 151 | 6 | 1.0259
9 | 152 | 6 | 1.7447
9 | 153 | 6 | 1.345
9 | 154 | 6 | 1.3222
9 | 155 | 6 | 1.2535
9 | 156 | 6 | 1.4318
9 | 157 | 6 | 1.28
9 | 158 | 6 | 1.3624
9 | 159 | 6 | 1.7179
9 | 160 | 6 | 2.0557
9 | 161 | 6 | 1.2313
9 | 162 | 6 | 1.4596
9 | 163 | 6 | 1.4778
9 | 164 | 6 | 1.7497
9 | 165 | 6 | 1.392
9 | 166 | 6 | 1.6289
9 | 167 | 6 | 1.4924
9 | 168 | 6 | 1.9932
9 | 169 | 6 | 1.9261
9 | 170 | 6 | 1.9377
9 | 171 | 6 | 2.5977
9 | 172 | 6 | 2.3886
9 | 173 | 6 | 1.9523
9 | 174 | 6 | 2.4768
9 | 175 | 6 | 2.9492
9 | 176 | 6 | 1.771
9 | 177 | 6 | 2.4222
9 | 178 | 6 | 1.921
9 | 179 | 6 | 2.0977
9 | 180 | 6 | 2.8305
9 | 181 | 6 | 1.9262
9 | 182 | 6 | 2.2913
9 | 183 | 6 | 1.5917
9 | 184 | 6 | 3.0266
9 | 185 | 6 | 1.4526
9 | 186 | 6 | 2.1934
9 | 187 | 6 | 2.9222
9 | 188 | 6 | 2.2757
9 | 189 | 6 | 2.794
9 | 190 | 6 | 3.2285
9 | 191 | 6 | 2.4752
9 | 192 | 6 | 2.0897
9 | 193 | 6 | 2.0229
9 | 194 | 6 | 1.6389
9 | 195 | 6 | 2.1665
9 | 196 | 6 | 2.5921
9 | 197 | 6 | 2.0547
9 | 198 | 6 | 2.5735
9 | 199 | 6 | 1.3547
9 | 200 | 6 | 2.8452
9 | 201 | 6 | 2.3373
9 | 202 | 6 | 2.6858
9 | 203 | 6 | 2.6414
9 | 204 | 6 | 2.4044
9 | 205 | 6 | 1.5721
9 | 206 | 6 | 2.4088
9 | 207 | 6 | 2.5886
9 | 208 | 6 | 1.2666
9 | 209 | 6 | 1.9973
9 | 210 | 6 | 2.9576
9 | 211 | 6 | 2.403
9 | 212 | 6 | 1.2942
9 | 213 | 6 | 1.4513
9 | 214 | 6 | 1.5071
9 | 215 | 6 | 1.1439
9 | 216 | 6 | 1.3729
9 | 217 | 6 | 1.3827
9 | 218 | 6 | 1.7555
9 | 219 | 6 | 1.832
9 | 220 | 6 | 1.4059
9 | 221 | 6 | 2.0208
9 | 222 | 6 | 0.98941
9 | 223 | 6 | 1.3405
9 | 224 | 6 | 1.4373
9 | 225 | 6 | 1.1805
9 | 226 | 6 | 1.3157
9 | 227 | 6 | 1.5664
9 | 228 | 6 | 1.7334
9 | 229 | 6 | 1.7114
9 | 230 | 6 | 1.4217
9 | 231 | 6 | 0.61361
9 | 232 | 6 | 1.3346
9 | 233 | 6 | 1.2091
9 | 234 | 6 | 0.98178
9 | 235 | 6 | 1.4652
9 | 236 | 6 | 0.97811
9 | 237 | 6 | 0.80964
9 | 238 | 6 | 0.85499
9 | 239 | 6 | 0.86224
9 | 240 | 6 | 1.3425
9 | 241 | 6 | 1.2828
9 | 242 | 6 | 0.65499
9 | 243 | 6 | 1.2536
9 | 244 | 6 | 0.9921
9 | 245 | 6 | 1.5234
9 | 246 | 6 | 1.3435
9 | 247 | 6 | 1.2541
9 | 248 | 6 | 1.1441
9 | 249 | 6 | 1.0988
9 | 250 | 6 | 1.3894
9 | 251 | 6 | 1.0876
9 | 252 | 6 | 1.3215
9 | 253 | 6 | 1.3527
9 | 254 | 6 | 1.2925
9 | 255 | 6 | 1.4339
9 | 256 | 6 | 1.9331
9 | 257 | 6 | 1.202
9 | 258 | 6 | 1.7764
9 | 259 | 6 | 1.246
9 | 260 | 6 | 1.3101
9 | 261 | 6 | 1.547
9 | 262 | 6 | 1.3282
9 | 263 | 6 | 1.4426
9 | 264 | 6 | 1.2402
9 | 265 | 6 | 1.5797
9 | 266 | 6 | 2.079
9 | 267 | 6 | 2.0431
9 | 268 | 6 | 2.3411
9 | 269 | 6 | 1.9509
9 | 270 | 6 | 1.3027
9 | 271 | 6 | 1.9498
9 | 272 | 6 | 1.8764
9 | 273 | 6 | 1.9103
9 | 274 | 6 | 1.8802
9 | 275 | 6 | 2.0831
9 | 276 | 6 | 2.4334
9 | 277 | 6 | 2.1524
9 | 278 | 6 | 1.0066
9 | 279 | 6 | 1.6543
9 | 280 | 6 | 1.448
9 | 281 | 6 | 1.9938
9 | 282 | 6 | 2.4791
9 | 283 | 6 | 3.239
9 | 284 | 6 | 2.3133
9 | 285 | 6 | 2.2097
9 | 286 | 6 | 2.3467
9 | 287 | 6 | 2.3146
9 | 288 | 6 | 2.2272
9 | 289 | 6 | 3.229
9 | 290 | 6 | 2.9482
9 | 291 | 6 | 2.9129
9 | 292 | 6 | 2.7522
9 | 293 | 6 | 3.2275
9 | 294 | 6 | 2.3005
9 | 295 | 6 | 3.1371
9 | 296 | 6 | 2.7027
9 | 297 | 6 | 3.1512
9 | 298 | 6 | 2.8051
9 | 299 | 6 | 3.3931
9 | 300 | 6 | 2.0742
9 | 301 | 6 | 3.3247
9 | 302 | 6 | 3.0504
9 | 303 | 6 | 3.1061
9 | 304 | 6 | 1.9804
9 | 305 | 6 | 2.2232
9 | 306 | 6 | 2.2309
9 | 307 | 6 | 2.9635
9 | 308 | 6 | 2.8212
9 | 309 | 6 | 2.2303
9 | 310 | 6 | 2.9109
9 | 311 | 6 | 2.5841
9 | 312 | 6 | 2.1837
9 | 313 | 6 | 2.0299
9 | 314 | 6 | 2.3098
9 | 315 | 6 | 1.7717
9 | 316 | 6 | 2.1955
9 | 317 | 6 | 1.9554
9 | 318 | 6 | 1.2565
9 | 319 | 6 | 1.7668
9 | 320 | 6 | 2.222
9 | 321 | 6 | 2.5809
9 | 322 | 6 | 1.9206
9 | 323 | 6 | 1.6683
9 | 324 | 6 | 2.105
9 | 325 | 6 | 1.7354
9 | 326 | 6 | 1.6403
9 | 327 | 6 | 1.7731
9 | 328 | 6 | 1.654
9 | 329 | 6 | 1.5637
9 | 330 | 6 | 1.5103
9 | 331 | 6 | 1.474
9 | 332 | 6 | 1.6815
9 | 333 | 6 | 2.2801
9 | 334 | 6 | 0.98103
9 | 335 | 6 | 1.445
9 | 336 | 6 | 1.3013
9 | 337 | 6 | 1.4774
9 | 338 | 6 | 1.6567
9 | 339 | 6 | 1.2385
9 | 340 | 6 | 1.9476
9 | 341 | 6 | 1.522
9 | 342 | 6 | 1.913
9 | 343 | 6 | 1.349
9 | 344 | 6 | 1.5977
9 | 345 | 6 | 1.5055
9 | 346 | 6 | 1.5931
9 | 347 | 6 | 1.4328
9 | 348 | 6 | 1.7872
9 | 349 | 6 | 1.8282
9 | 350 | 6 | 1.2766
9 | 351 | 6 | 1.7928
9 | 352 | 6 | 2.3011
9 | 353 | 6 | 1.7892
9 | 354 | 6 | 1.7779
9 | 355 | 6 | 2.2482
9 | 356 | 6 | 2.1383
9 | 357 | 6 | 2.2009
9 | 358 | 6 | 2.1295
9 | 359 | 6 | 1.5659
9 | 360 | 6 | 2.9431
9 | 361 | 6 | 2.3882
9 | 362 | 6 | 1.4932
9 | 363 | 6 | 2.5737
9 | 364 | 6 | 1.6781
9 | 365 | 6 | 2.6175
9 | 366 | 6 | 2.337
9 | 367 | 6 | 3.3976
9 | 368 | 6 | 2.8983
9 | 369 | 6 | 1.803
9 | 370 | 6 | 2.2624
9 | 371 | 6 | 3.0503
9 | 372 | 6 | 2.7319
9 | 373 | 6 | 3.0642
9 | 374 | 6 | 2.7574
9 | 375 | 6 | 3.0122
9 | 376 | 6 | 2.6574
9 | 377 | 6 | 2.5077
9 | 378 | 6 | 3.2771
9 | 379 | 6 | 3.1873
9 | 380 | 6 | 3.0755
9 | 381 | 6 | 2.4946
9 | 382 | 6 | 3.2326
9 | 383 | 6 | 3.3653
9 | 384 | 6 | 2.8388
9 | 1 | 7 | 4
9 | 2 | 7 | 1.7802
9 | 3 | 7 | 4
9 | 4 | 7 | 2.9941
9 | 5 | 7 | 3.1143
9 | 6 | 7 | 3.0526
9 | 7 | 7 | 3.6988
9 | 8 | 7 | 4
9 | 9 | 7 | 3.2361
9 | 10 | 7 | 4
9 | 11 | 7 | 4
9 | 12 | 7 | 3.7656
9 | 13 | 7 | 2.3833
9 | 14 | 7 | 3.4485
9 | 15 | 7 | 2.4123
9 | 16 | 7 | 3.6315
9 | 17 | 7 | 2.3515
9 | 18 | 7 | 3.6594
9 | 19 | 7 | 3.8396
9 | 20 | 7 | 4
9 | 21 | 7 | 4
9 | 22 | 7 | 4
9 | 23 | 7 | 3.5713
9 | 24 | 7 | 2.9551
9 | 25 | 7 | 2.7574
9 | 26 | 7 | 2.3499
9 | 27 | 7 | 4
9 | 28 | 7 | 3.626
9 | 29 | 7 | 2.5399
9 | 30 | 7 | 2.5395
9 | 31 | 7 | 3.0736
9 | 32 | 7 | 2.571
9 | 33 | 7 | 2.7339
9 | 34 | 7 | 2.8572
9 | 35 | 7 | 2.4801
9 | 36 | 7 | 2.7944
9 | 37 | 7 | 2.1058
9 | 38 | 7 | 2.367
9 | 39 | 7 | 2.5193
9 | 40 | 7 | 2.2229
9 | 41 | 7 | 2.334
9 | 42 | 7 | 2.6368
9 | 43 | 7 | 1.63
9 | 44 | 7 | 1.9073
9 | 45 | 7 | 1.9862
9 | 46 | 7 | 2.2382
9 | 47 | 7 | 1.9566
9 | 48 | 7 | 1.9915
9 | 49 | 7 | 1.5226
9 | 50 | 7 | 2.2947
9 | 51 | 7 | 1.4294
9 | 52 | 7 | 2.6968
9 | 53 | 7 | 1.7974
9 | 54 | 7 | 2.4593
9 | 55 | 7 | 2.2285
9 | 56 | 7 | 2.0015
9 | 57 | 7 | 1.7796
9 | 58 | 7 | 2.1608
9 | 59 | 7 | 1.9447
9 | 60 | 7 | 3.2302
9 | 61 | 7 | 2.175
9 | 62 | 7 | 2.5279
9 | 63 | 7 | 2.9936
9 | 64 | 7 | 2.7795
9 | 65 | 7 | 2.462
9 | 66 | 7 | 3.2066
9 | 67 | 7 | 3.366
9 | 68 | 7 | 2.8903
9 | 69 | 7 | 2.7104
9 | 70 | 7 | 3.7998
9 | 71 | 7 | 3.107
9 | 72 | 7 | 3.1055
9 | 73 | 7 | 3.9499
9 | 74 | 7 | 2.2122
9 | 75 | 7 | 3.2927
9 | 76 | 7 | 3.8692
9 | 77 | 7 | 2.5922
9 | 78 | 7 | 4
9 | 79 | 7 | 2.5599
9 | 80 | 7 | 3.5413
9 | 81 | 7 | 3.5257
9 | 82 | 7 | 2.4675
9 | 83 | 7 | 2.6748
9 | 84 | 7 | 3.4414
9 | 85 | 7 | 3.1838
9 | 86 | 7 | 4
9 | 87 | 7 | 3.4413
9 | 88 | 7 | 3.6118
9 | 89 | 7 | 3.7731
9 | 90 | 7 | 2.8705
9 | 91 | 7 | 2.8703
9 | 92 | 7 | 3.6492
9 | 93 | 7 | 1.842
9 | 94 | 7 | 3.7899
9 | 95 | 7 | 3.5684
9 | 96 | 7 | 4
9 | 97 | 7 | 3.1382
9 | 98 | 7 | 3.7161
9 | 99 | 7 | 2.5152
9 | 100 | 7 | 3.3837
9 | 101 | 7 | 3.3907
9 | 102 | 7 | 3.6964
9 | 103 | 7 | 3.1052
9 | 104 | 7 | 2.4679
9 | 105 | 7 | 3.4743
9 | 106 | 7 | 2.3078
9 | 107 | 7 | 3.2956
9 | 108 | 7 | 2.5773
9 | 109 | 7 | 2.9916
9 | 110 | 7 | 3.1405
9 | 111 | 7 | 2.5359
9 | 112 | 7 | 2.5247
9 | 113 | 7 | 1.5648
9 | 114 | 7 | 2.1572
9 | 115 | 7 | 2.0189
9 | 116 | 7 | 3.4513
9 | 117 | 7 | 2.1012
9 | 118 | 7 | 2.5148
9 | 119 | 7 | 1.8869
9 | 120 | 7 | 2.239
9 | 121 | 7 | 1.9145
9 | 122 | 7 | 2.9362
9 | 123 | 7 | 2.073
9 | 124 | 7 | 1.7566
9 | 125 | 7 | 2.1906
9 | 126 | 7 | 2.2648
9 | 127 | 7 | 2.1072
9 | 128 | 7 | 2.0158
9 | 129 | 7 | 2.0423
9 | 130 | 7 | 2.2971
9 | 131 | 7 | 1.3161
9 | 132 | 7 | 1.9603
9 | 133 | 7 | 0.94454
9 | 134 | 7 | 1.6589
9 | 135 | 7 | 1.4857
9 | 136 | 7 | 1.689
9 | 137 | 7 | 1.9948
9 | 138 | 7 | 1.5004
9 | 139 | 7 | 2.1743
9 | 140 | 7 | 1.7627
9 | 141 | 7 | 1.2033
9 | 142 | 7 | 2.0007
9 | 143 | 7 | 1.8878
9 | 144 | 7 | 1.7368
9 | 145 | 7 | 1.629
9 | 146 | 7 | 1.5081
9 | 147 | 7 | 1.9474
9 | 148 | 7 | 1.1162
9 | 149 | 7 | 1.6477
9 | 150 | 7 | 1.5455
9 | 151 | 7 | 1.3549
9 | 152 | 7 | 2.0606
9 | 153 | 7 | 1.667
9 | 154 | 7 | 1.7165
9 | 155 | 7 | 1.617
9 | 156 | 7 | 1.7368
9 | 157 | 7 | 1.6634
9 | 158 | 7 | 1.6858
9 | 159 | 7 | 2.0282
9 | 160 | 7 | 2.4628
9 | 161 | 7 | 1.5909
9 | 162 | 7 | 1.8259
9 | 163 | 7 | 1.8199
9 | 164 | 7 | 2.1008
9 | 165 | 7 | 1.818
9 | 166 | 7 | 2.1665
9 | 167 | 7 | 1.9714
9 | 168 | 7 | 2.4957
9 | 169 | 7 | 2.3761
9 | 170 | 7 | 2.4015
9 | 171 | 7 | 3.3229
9 | 172 | 7 | 2.8139
9 | 173 | 7 | 2.4163
9 | 174 | 7 | 3.1431
9 | 175 | 7 | 3.6631
9 | 176 | 7 | 2.1479
9 | 177 | 7 | 2.9651
9 | 178 | 7 | 2.474
9 | 179 | 7 | 2.7724
9 | 180 | 7 | 3.5966
9 | 181 | 7 | 2.3694
9 | 182 | 7 | 2.9718
9 | 183 | 7 | 1.9287
9 | 184 | 7 | 4
9 | 185 | 7 | 1.8718
9 | 186 | 7 | 2.6411
9 | 187 | 7 | 3.7984
9 | 188 | 7 | 2.7958
9 | 189 | 7 | 3.4818
9 | 190 | 7 | 3.8321
9 | 191 | 7 | 3.1883
9 | 192 | 7 | 2.762
9 | 193 | 7 | 2.4565
9 | 194 | 7 | 1.9812
9 | 195 | 7 | 2.5768
9 | 196 | 7 | 3.0741
9 | 197 | 7 | 2.7345
9 | 198 | 7 | 3.3274
9 | 199 | 7 | 1.669
9 | 200 | 7 | 3.3675
9 | 201 | 7 | 2.7659
9 | 202 | 7 | 3.3337
9 | 203 | 7 | 3.1386
9 | 204 | 7 | 2.9532
9 | 205 | 7 | 1.9925
9 | 206 | 7 | 3.0163
9 | 207 | 7 | 3.1941
9 | 208 | 7 | 1.5735
9 | 209 | 7 | 2.3703
9 | 210 | 7 | 3.5131
9 | 211 | 7 | 3.0437
9 | 212 | 7 | 1.5292
9 | 213 | 7 | 1.8912
9 | 214 | 7 | 1.9762
9 | 215 | 7 | 1.4983
9 | 216 | 7 | 1.7149
9 | 217 | 7 | 1.8383
9 | 218 | 7 | 2.078
9 | 219 | 7 | 2.2001
9 | 220 | 7 | 1.8708
9 | 221 | 7 | 2.6326
9 | 222 | 7 | 1.2633
9 | 223 | 7 | 1.7567
9 | 224 | 7 | 1.7297
9 | 225 | 7 | 1.5048
9 | 226 | 7 | 1.5589
9 | 227 | 7 | 1.9382
9 | 228 | 7 | 2.0688
9 | 229 | 7 | 2.0509
9 | 230 | 7 | 1.6915
9 | 231 | 7 | 0.77088
9 | 232 | 7 | 1.6586
9 | 233 | 7 | 1.457
9 | 234 | 7 | 1.261
9 | 235 | 7 | 1.8337
9 | 236 | 7 | 1.2077
9 | 237 | 7 | 1.0773
9 | 238 | 7 | 1.0564
9 | 239 | 7 | 1.0868
9 | 240 | 7 | 1.616
9 | 241 | 7 | 1.6414
9 | 242 | 7 | 0.78041
9 | 243 | 7 | 1.5519
9 | 244 | 7 | 1.2911
9 | 245 | 7 | 1.8381
9 | 246 | 7 | 1.6561
9 | 247 | 7 | 1.6602
9 | 248 | 7 | 1.4445
9 | 249 | 7 | 1.3435
9 | 250 | 7 | 1.6503
9 | 251 | 7 | 1.4501
9 | 252 | 7 | 1.559
9 | 253 | 7 | 1.7174
9 | 254 | 7 | 1.5252
9 | 255 | 7 | 1.7692
9 | 256 | 7 | 2.3209
9 | 257 | 7 | 1.4886
9 | 258 | 7 | 2.1855
9 | 259 | 7 | 1.6004
9 | 260 | 7 | 1.62
9 | 261 | 7 | 1.8752
9 | 262 | 7 | 1.589
9 | 263 | 7 | 1.7475
9 | 264 | 7 | 1.5128
9 | 265 | 7 | 1.8886
9 | 266 | 7 | 2.6577
9 | 267 | 7 | 2.5005
9 | 268 | 7 | 2.9445
9 | 269 | 7 | 2.4752
9 | 270 | 7 | 1.6467
9 | 271 | 7 | 2.4676
9 | 272 | 7 | 2.4002
9 | 273 | 7 | 2.352
9 | 274 | 7 | 2.3709
9 | 275 | 7 | 2.4583
9 | 276 | 7 | 2.9756
9 | 277 | 7 | 2.7959
9 | 278 | 7 | 1.2699
9 | 279 | 7 | 2.1091
9 | 280 | 7 | 1.7451
9 | 281 | 7 | 2.3792
9 | 282 | 7 | 2.9499
9 | 283 | 7 | 3.9681
9 | 284 | 7 | 2.9771
9 | 285 | 7 | 2.8504
9 | 286 | 7 | 2.8087
9 | 287 | 7 | 2.8833
9 | 288 | 7 | 2.6827
9 | 289 | 7 | 4
9 | 290 | 7 | 3.5809
9 | 291 | 7 | 3.6325
9 | 292 | 7 | 3.3275
9 | 293 | 7 | 4
9 | 294 | 7 | 2.888
9 | 295 | 7 | 4
9 | 296 | 7 | 3.5711
9 | 297 | 7 | 4
9 | 298 | 7 | 3.7008
9 | 299 | 7 | 4
9 | 300 | 7 | 2.7003
9 | 301 | 7 | 4
9 | 302 | 7 | 3.6423
9 | 303 | 7 | 3.7933
9 | 304 | 7 | 2.4542
9 | 305 | 7 | 2.902
9 | 306 | 7 | 2.8003
9 | 307 | 7 | 3.7775
9 | 308 | 7 | 3.652
9 | 309 | 7 | 2.756
9 | 310 | 7 | 3.726
9 | 311 | 7 | 3.0703
9 | 312 | 7 | 2.5967
9 | 313 | 7 | 2.6169
9 | 314 | 7 | 3.0349
9 | 315 | 7 | 2.303
9 | 316 | 7 | 2.7446
9 | 317 | 7 | 2.3763
9 | 318 | 7 | 1.6301
9 | 319 | 7 | 2.2804
9 | 320 | 7 | 2.6606
9 | 321 | 7 | 3.2604
9 | 322 | 7 | 2.3663
9 | 323 | 7 | 2.1572
9 | 324 | 7 | 2.769
9 | 325 | 7 | 2.165
9 | 326 | 7 | 2.0563
9 | 327 | 7 | 2.3169
9 | 328 | 7 | 2.0365
9 | 329 | 7 | 1.944
9 | 330 | 7 | 1.8522
9 | 331 | 7 | 1.9282
9 | 332 | 7 | 2.0378
9 | 333 | 7 | 2.9527
9 | 334 | 7 | 1.2233
9 | 335 | 7 | 1.744
9 | 336 | 7 | 1.73
9 | 337 | 7 | 1.8882
9 | 338 | 7 | 1.9787
9 | 339 | 7 | 1.4841
9 | 340 | 7 | 2.4229
9 | 341 | 7 | 1.8191
9 | 342 | 7 | 2.264
9 | 343 | 7 | 1.6202
9 | 344 | 7 | 1.9125
9 | 345 | 7 | 1.9812
9 | 346 | 7 | 1.9544
9 | 347 | 7 | 1.7465
9 | 348 | 7 | 2.2037
9 | 349 | 7 | 2.2027
9 | 350 | 7 | 1.6943
9 | 351 | 7 | 2.1678
9 | 352 | 7 | 2.7954
9 | 353 | 7 | 2.3058
9 | 354 | 7 | 2.292
9 | 355 | 7 | 2.7646
9 | 356 | 7 | 2.7255
9 | 357 | 7 | 2.6528
9 | 358 | 7 | 2.6799
9 | 359 | 7 | 1.8906
9 | 360 | 7 | 3.4663
9 | 361 | 7 | 3.0617
9 | 362 | 7 | 1.9537
9 | 363 | 7 | 3.0635
9 | 364 | 7 | 2.0868
9 | 365 | 7 | 3.0886
9 | 366 | 7 | 2.8722
9 | 367 | 7 | 4
9 | 368 | 7 | 3.6022
9 | 369 | 7 | 2.2463
9 | 370 | 7 | 2.9631
9 | 371 | 7 | 3.883
9 | 372 | 7 | 3.6299
9 | 373 | 7 | 4
9 | 374 | 7 | 3.344
9 | 375 | 7 | 4
9 | 376 | 7 | 3.3781
9 | 377 | 7 | 2.9988
9 | 378 | 7 | 4
9 | 379 | 7 | 3.8913
9 | 380 | 7 | 4
9 | 381 | 7 | 3.1411
9 | 382 | 7 | 4
9 | 383 | 7 | 3.964
9 | 384 | 7 | 3.6849
9 | 1 | 8 | 4
9 | 2 | 8 | 2.1754
9 | 3 | 8 | 4
9 | 4 | 8 | 3.5338
9 | 5 | 8 | 3.6271
9 | 6 | 8 | 3.5387
9 | 7 | 8 | 4
9 | 8 | 8 | 4
9 | 9 | 8 | 3.8499
9 | 10 | 8 | 4
9 | 11 | 8 | 4
9 | 12 | 8 | 4
9 | 13 | 8 | 2.7895
9 | 14 | 8 | 4
9 | 15 | 8 | 2.7807
9 | 16 | 8 | 4
9 | 17 | 8 | 2.8023
9 | 18 | 8 | 4
9 | 19 | 8 | 4
9 | 20 | 8 | 4
9 | 21 | 8 | 4
9 | 22 | 8 | 4
9 | 23 | 8 | 4
9 | 24 | 8 | 3.603
9 | 25 | 8 | 3.4127
9 | 26 | 8 | 2.9126
9 | 27 | 8 | 4
9 | 28 | 8 | 4
9 | 29 | 8 | 2.964
9 | 30 | 8 | 3.1434
9 | 31 | 8 | 3.5649
9 | 32 | 8 | 3.0649
9 | 33 | 8 | 3.4058
9 | 34 | 8 | 3.4382
9 | 35 | 8 | 3.0237
9 | 36 | 8 | 3.3018
9 | 37 | 8 | 2.5662
9 | 38 | 8 | 2.9196
9 | 39 | 8 | 2.9018
9 | 40 | 8 | 2.7231
9 | 41 | 8 | 2.9149
9 | 42 | 8 | 3.2296
9 | 43 | 8 | 1.9202
9 | 44 | 8 | 2.3439
9 | 45 | 8 | 2.3046
9 | 46 | 8 | 2.6742
9 | 47 | 8 | 2.4279
9 | 48 | 8 | 2.3487
9 | 49 | 8 | 1.7948
9 | 50 | 8 | 2.6687
9 | 51 | 8 | 1.6465
9 | 52 | 8 | 3.2844
9 | 53 | 8 | 2.1051
9 | 54 | 8 | 2.8936
9 | 55 | 8 | 2.6723
9 | 56 | 8 | 2.3125
9 | 57 | 8 | 2.1487
9 | 58 | 8 | 2.5166
9 | 59 | 8 | 2.351
9 | 60 | 8 | 3.9408
9 | 61 | 8 | 2.5235
9 | 62 | 8 | 3.0117
9 | 63 | 8 | 3.6506
9 | 64 | 8 | 3.3115
9 | 65 | 8 | 2.8435
9 | 66 | 8 | 3.8595
9 | 67 | 8 | 4
9 | 68 | 8 | 3.4726
9 | 69 | 8 | 3.373
9 | 70 | 8 | 4
9 | 71 | 8 | 3.8537
9 | 72 | 8 | 3.614
9 | 73 | 8 | 4
9 | 74 | 8 | 2.7226
9 | 75 | 8 | 3.9176
9 | 76 | 8 | 4
9 | 77 | 8 | 3.2215
9 | 78 | 8 | 4
9 | 79 | 8 | 3.1361
9 | 80 | 8 | 4
9 | 81 | 8 | 4
9 | 82 | 8 | 2.9915
9 | 83 | 8 | 3.2769
9 | 84 | 8 | 4
9 | 85 | 8 | 3.7473
9 | 86 | 8 | 4
9 | 87 | 8 | 4
9 | 88 | 8 | 4
9 | 89 | 8 | 4
9 | 90 | 8 | 3.4795
9 | 91 | 8 | 3.3338
9 | 92 | 8 | 4
9 | 93 | 8 | 2.2012
9 | 94 | 8 | 4
9 | 95 | 8 | 4
9 | 96 | 8 | 4
9 | 97 | 8 | 3.8925
9 | 98 | 8 | 4
9 | 99 | 8 | 2.8933
9 | 100 | 8 | 4
9 | 101 | 8 | 4
9 | 102 | 8 | 4
9 | 103 | 8 | 3.8461
9 | 104 | 8 | 2.9263
9 | 105 | 8 | 4
9 | 106 | 8 | 2.7979
9 | 107 | 8 | 3.7951
9 | 108 | 8 | 3.2034
9 | 109 | 8 | 3.647
9 | 110 | 8 | 3.9247
9 | 111 | 8 | 2.96
9 | 112 | 8 | 2.9381
9 | 113 | 8 | 1.9455
9 | 114 | 8 | 2.6311
9 | 115 | 8 | 2.335
9 | 116 | 8 | 4
9 | 117 | 8 | 2.5747
9 | 118 | 8 | 3.1241
9 | 119 | 8 | 2.3042
9 | 120 | 8 | 2.6026
9 | 121 | 8 | 2.2055
9 | 122 | 8 | 3.3844
9 | 123 | 8 | 2.3899
9 | 124 | 8 | 2.0633
9 | 125 | 8 | 2.7076
9 | 126 | 8 | 2.7265
9 | 127 | 8 | 2.5398
9 | 128 | 8 | 2.4879
9 | 129 | 8 | 2.374
9 | 130 | 8 | 2.7058
9 | 131 | 8 | 1.5906
9 | 132 | 8 | 2.4445
9 | 133 | 8 | 1.1392
9 | 134 | 8 | 1.9108
9 | 135 | 8 | 1.8275
9 | 136 | 8 | 1.9817
9 | 137 | 8 | 2.455
9 | 138 | 8 | 1.7837
9 | 139 | 8 | 2.6882
9 | 140 | 8 | 2.1588
9 | 141 | 8 | 1.4508
9 | 142 | 8 | 2.3282
9 | 143 | 8 | 2.1822
9 | 144 | 8 | 2.0184
9 | 145 | 8 | 1.8806
9 | 146 | 8 | 1.7506
9 | 147 | 8 | 2.2834
9 | 148 | 8 | 1.3633
9 | 149 | 8 | 1.9871
9 | 150 | 8 | 1.7793
9 | 151 | 8 | 1.5678
9 | 152 | 8 | 2.569
9 | 153 | 8 | 2.0118
9 | 154 | 8 | 2.0088
9 | 155 | 8 | 1.9003
9 | 156 | 8 | 2.1265
9 | 157 | 8 | 1.9454
9 | 158 | 8 | 2.0367
9 | 159 | 8 | 2.5292
9 | 160 | 8 | 3.0408
9 | 161 | 8 | 1.8677
9 | 162 | 8 | 2.1899
9 | 163 | 8 | 2.2058
9 | 164 | 8 | 2.5901
9 | 165 | 8 | 2.1192
9 | 166 | 8 | 2.4955
9 | 167 | 8 | 2.2809
9 | 168 | 8 | 2.9915
9 | 169 | 8 | 2.8766
9 | 170 | 8 | 2.8983
9 | 171 | 8 | 3.9268
9 | 172 | 8 | 3.5142
9 | 173 | 8 | 2.9188
9 | 174 | 8 | 3.7341
9 | 175 | 8 | 4
9 | 176 | 8 | 2.6301
9 | 177 | 8 | 3.6083
9 | 178 | 8 | 2.9106
9 | 179 | 8 | 3.2066
9 | 180 | 8 | 4
9 | 181 | 8 | 2.874
9 | 182 | 8 | 3.48
9 | 183 | 8 | 2.3632
9 | 184 | 8 | 4
9 | 185 | 8 | 2.2013
9 | 186 | 8 | 3.2498
9 | 187 | 8 | 4
9 | 188 | 8 | 3.394
9 | 189 | 8 | 4
9 | 190 | 8 | 4
9 | 191 | 8 | 3.7505
9 | 192 | 8 | 3.1945
9 | 193 | 8 | 3.0055
9 | 194 | 8 | 2.4313
9 | 195 | 8 | 3.1972
9 | 196 | 8 | 3.8218
9 | 197 | 8 | 3.1485
9 | 198 | 8 | 3.9045
9 | 199 | 8 | 2.0223
9 | 200 | 8 | 4
9 | 201 | 8 | 3.4436
9 | 202 | 8 | 4
9 | 203 | 8 | 3.8968
9 | 204 | 8 | 3.5857
9 | 205 | 8 | 2.3691
9 | 206 | 8 | 3.6153
9 | 207 | 8 | 3.8663
9 | 208 | 8 | 1.896
9 | 209 | 8 | 2.9454
9 | 210 | 8 | 4
9 | 211 | 8 | 3.6204
9 | 212 | 8 | 1.9058
9 | 213 | 8 | 2.2077
9 | 214 | 8 | 2.2976
9 | 215 | 8 | 1.7433
9 | 216 | 8 | 2.0588
9 | 217 | 8 | 2.1181
9 | 218 | 8 | 2.5867
9 | 219 | 8 | 2.712
9 | 220 | 8 | 2.1542
9 | 221 | 8 | 3.0738
9 | 222 | 8 | 1.4947
9 | 223 | 8 | 2.0432
9 | 224 | 8 | 2.1291
9 | 225 | 8 | 1.7824
9 | 226 | 8 | 1.9392
9 | 227 | 8 | 2.3417
9 | 228 | 8 | 2.5609
9 | 229 | 8 | 2.5318
9 | 230 | 8 | 2.0983
9 | 231 | 8 | 0.92196
9 | 232 | 8 | 1.998
9 | 233 | 8 | 1.7919
9 | 234 | 8 | 1.4862
9 | 235 | 8 | 2.1987
9 | 236 | 8 | 1.4612
9 | 237 | 8 | 1.2405
9 | 238 | 8 | 1.2775
9 | 239 | 8 | 1.297
9 | 240 | 8 | 1.9889
9 | 241 | 8 | 1.9394
9 | 242 | 8 | 0.96715
9 | 243 | 8 | 1.8744
9 | 244 | 8 | 1.5086
9 | 245 | 8 | 2.2587
9 | 246 | 8 | 2.0059
9 | 247 | 8 | 1.9182
9 | 248 | 8 | 1.7219
9 | 249 | 8 | 1.6362
9 | 250 | 8 | 2.0495
9 | 251 | 8 | 1.6676
9 | 252 | 8 | 1.9451
9 | 253 | 8 | 2.0397
9 | 254 | 8 | 1.9026
9 | 255 | 8 | 2.1416
9 | 256 | 8 | 2.8614
9 | 257 | 8 | 1.7974
9 | 258 | 8 | 2.6506
9 | 259 | 8 | 1.8861
9 | 260 | 8 | 1.9581
9 | 261 | 8 | 2.2971
9 | 262 | 8 | 1.9638
9 | 263 | 8 | 2.1416
9 | 264 | 8 | 1.8453
9 | 265 | 8 | 2.3351
9 | 266 | 8 | 3.1421
9 | 267 | 8 | 3.0433
9 | 268 | 8 | 3.5189
9 | 269 | 8 | 2.941
9 | 270 | 8 | 1.9614
9 | 271 | 8 | 2.9369
9 | 272 | 8 | 2.8365
9 | 273 | 8 | 2.8511
9 | 274 | 8 | 2.8285
9 | 275 | 8 | 3.0664
9 | 276 | 8 | 3.6237
9 | 277 | 8 | 3.2708
9 | 278 | 8 | 1.5145
9 | 279 | 8 | 2.4979
9 | 280 | 8 | 2.146
9 | 281 | 8 | 2.9455
9 | 282 | 8 | 3.659
9 | 283 | 8 | 4
9 | 284 | 8 | 3.5041
9 | 285 | 8 | 3.3499
9 | 286 | 8 | 3.4702
9 | 287 | 8 | 3.4679
9 | 288 | 8 | 3.3003
9 | 289 | 8 | 4
9 | 290 | 8 | 4
9 | 291 | 8 | 4
9 | 292 | 8 | 4
9 | 293 | 8 | 4
9 | 294 | 8 | 3.4556
9 | 295 | 8 | 4
9 | 296 | 8 | 4
9 | 297 | 8 | 4
9 | 298 | 8 | 4
9 | 299 | 8 | 4
9 | 300 | 8 | 3.1543
9 | 301 | 8 | 4
9 | 302 | 8 | 4
9 | 303 | 8 | 4
9 | 304 | 8 | 2.9621
9 | 305 | 8 | 3.384
9 | 306 | 8 | 3.351
9 | 307 | 8 | 4
9 | 308 | 8 | 4
9 | 309 | 8 | 3.3326
9 | 310 | 8 | 4
9 | 311 | 8 | 3.8122
9 | 312 | 8 | 3.2224
9 | 313 | 8 | 3.0767
9 | 314 | 8 | 3.5238
9 | 315 | 8 | 2.6928
9 | 316 | 8 | 3.2934
9 | 317 | 8 | 2.9059
9 | 318 | 8 | 1.9085
9 | 319 | 8 | 2.679
9 | 320 | 8 | 3.2863
9 | 321 | 8 | 3.8851
9 | 322 | 8 | 2.8671
9 | 323 | 8 | 2.5312
9 | 324 | 8 | 3.2126
9 | 325 | 8 | 2.6014
9 | 326 | 8 | 2.4628
9 | 327 | 8 | 2.6999
9 | 328 | 8 | 2.4686
9 | 329 | 8 | 2.3413
9 | 330 | 8 | 2.2512
9 | 331 | 8 | 2.2453
9 | 332 | 8 | 2.4966
9 | 333 | 8 | 3.4612
9 | 334 | 8 | 1.4704
9 | 335 | 8 | 2.1426
9 | 336 | 8 | 1.9933
9 | 337 | 8 | 2.2326
9 | 338 | 8 | 2.4482
9 | 339 | 8 | 1.8321
9 | 340 | 8 | 2.9168
9 | 341 | 8 | 2.2497
9 | 342 | 8 | 2.8186
9 | 343 | 8 | 1.9971
9 | 344 | 8 | 2.3627
9 | 345 | 8 | 2.298
9 | 346 | 8 | 2.3749
9 | 347 | 8 | 2.1314
9 | 348 | 8 | 2.6687
9 | 349 | 8 | 2.7093
9 | 350 | 8 | 1.9543
9 | 351 | 8 | 2.66
9 | 352 | 8 | 3.4192
9 | 353 | 8 | 2.7115
9 | 354 | 8 | 2.6947
9 | 355 | 8 | 3.3541
9 | 356 | 8 | 3.2285
9 | 357 | 8 | 3.262
9 | 358 | 8 | 3.2015
9 | 359 | 8 | 2.3222
9 | 360 | 8 | 4
9 | 361 | 8 | 3.6129
9 | 362 | 8 | 2.2747
9 | 363 | 8 | 3.7991
9 | 364 | 8 | 2.5128
9 | 365 | 8 | 3.853
9 | 366 | 8 | 3.4859
9 | 367 | 8 | 4
9 | 368 | 8 | 4
9 | 369 | 8 | 2.7015
9 | 370 | 8 | 3.4477
9 | 371 | 8 | 4
9 | 372 | 8 | 4
9 | 373 | 8 | 4
9 | 374 | 8 | 4
9 | 375 | 8 | 4
9 | 376 | 8 | 4
9 | 377 | 8 | 3.7072
9 | 378 | 8 | 4
9 | 379 | 8 | 4
9 | 380 | 8 | 4
9 | 381 | 8 | 3.751
9 | 382 | 8 | 4
9 | 383 | 8 | 4
9 | 384 | 8 | 4
9 | 1 | 9 | 3.1668
9 | 2 | 9 | 1.4633
9 | 3 | 9 | 3
9 | 4 | 9 | 2.3361
9 | 5 | 9 | 2.3814
9 | 6 | 9 | 2.3177
9 | 7 | 9 | 2.843
9 | 8 | 9 | 3.1382
9 | 9 | 9 | 2.5555
9 | 10 | 9 | 3.2155
9 | 11 | 9 | 3.1677
9 | 12 | 9 | 3.0822
9 | 13 | 9 | 1.8362
9 | 14 | 9 | 2.8892
9 | 15 | 9 | 1.8158
9 | 16 | 9 | 2.9671
9 | 17 | 9 | 1.8617
9 | 18 | 9 | 2.949
9 | 19 | 9 | 2.9336
9 | 20 | 9 | 3.0792
9 | 21 | 9 | 3.3203
9 | 22 | 9 | 3.3873
9 | 23 | 9 | 2.7904
9 | 24 | 9 | 2.4209
9 | 25 | 9 | 2.3097
9 | 26 | 9 | 1.9726
9 | 27 | 9 | 3.034
9 | 28 | 9 | 2.7337
9 | 29 | 9 | 1.948
9 | 30 | 9 | 2.1276
9 | 31 | 9 | 2.3354
9 | 32 | 9 | 2.0365
9 | 33 | 9 | 2.3123
9 | 34 | 9 | 2.2953
9 | 35 | 9 | 2.0317
9 | 36 | 9 | 2.184
9 | 37 | 9 | 1.7239
9 | 38 | 9 | 1.9728
9 | 39 | 9 | 1.8941
9 | 40 | 9 | 1.8339
9 | 41 | 9 | 1.9813
9 | 42 | 9 | 2.1749
9 | 43 | 9 | 1.2682
9 | 44 | 9 | 1.581
9 | 45 | 9 | 1.5101
9 | 46 | 9 | 1.7789
9 | 47 | 9 | 1.6452
9 | 48 | 9 | 1.5521
9 | 49 | 9 | 1.1858
9 | 50 | 9 | 1.7508
9 | 51 | 9 | 1.0748
9 | 52 | 9 | 2.2057
9 | 53 | 9 | 1.3861
9 | 54 | 9 | 1.9098
9 | 55 | 9 | 1.7809
9 | 56 | 9 | 1.5118
9 | 57 | 9 | 1.4369
9 | 58 | 9 | 1.6523
9 | 59 | 9 | 1.5731
9 | 60 | 9 | 2.6487
9 | 61 | 9 | 1.6535
9 | 62 | 9 | 2.0006
9 | 63 | 9 | 2.4531
9 | 64 | 9 | 2.1997
9 | 65 | 9 | 1.8588
9 | 66 | 9 | 2.5768
9 | 67 | 9 | 2.7479
9 | 68 | 9 | 2.3165
9 | 69 | 9 | 2.2888
9 | 70 | 9 | 3.0727
9 | 71 | 9 | 2.6109
9 | 72 | 9 | 2.3718
9 | 73 | 9 | 3.0174
9 | 74 | 9 | 1.8377
9 | 75 | 9 | 2.6005
9 | 76 | 9 | 2.9659
9 | 77 | 9 | 2.1846
9 | 78 | 9 | 3.1391
9 | 79 | 9 | 2.1121
9 | 80 | 9 | 2.9131
9 | 81 | 9 | 2.9557
9 | 82 | 9 | 2.0045
9 | 83 | 9 | 2.207
9 | 84 | 9 | 2.7011
9 | 85 | 9 | 2.4738
9 | 86 | 9 | 3.3584
9 | 87 | 9 | 2.7283
9 | 88 | 9 | 3.0573
9 | 89 | 9 | 3.0802
9 | 90 | 9 | 2.3313
9 | 91 | 9 | 2.1857
9 | 92 | 9 | 3.0834
9 | 93 | 9 | 1.4644
9 | 94 | 9 | 3.0616
9 | 95 | 9 | 2.8219
9 | 96 | 9 | 3.0948
9 | 97 | 9 | 2.6372
9 | 98 | 9 | 3.0003
9 | 99 | 9 | 1.8872
9 | 100 | 9 | 2.7466
9 | 101 | 9 | 2.6538
9 | 102 | 9 | 2.9671
9 | 103 | 9 | 2.604
9 | 104 | 9 | 1.9391
9 | 105 | 9 | 2.9213
9 | 106 | 9 | 1.8747
9 | 107 | 9 | 2.4769
9 | 108 | 9 | 2.1725
9 | 109 | 9 | 2.4504
9 | 110 | 9 | 2.6686
9 | 111 | 9 | 1.9456
9 | 112 | 9 | 1.9282
9 | 113 | 9 | 1.3195
9 | 114 | 9 | 1.7682
9 | 115 | 9 | 1.5275
9 | 116 | 9 | 2.8492
9 | 117 | 9 | 1.7343
9 | 118 | 9 | 2.1182
9 | 119 | 9 | 1.5494
9 | 120 | 9 | 1.7071
9 | 121 | 9 | 1.4397
9 | 122 | 9 | 2.2099
9 | 123 | 9 | 1.5606
9 | 124 | 9 | 1.3607
9 | 125 | 9 | 1.8314
9 | 126 | 9 | 1.8206
9 | 127 | 9 | 1.6969
9 | 128 | 9 | 1.6816
9 | 129 | 9 | 1.5571
9 | 130 | 9 | 1.7869
9 | 131 | 9 | 1.0642
9 | 132 | 9 | 1.6603
9 | 133 | 9 | 0.7614
9 | 134 | 9 | 1.2473
9 | 135 | 9 | 1.2333
9 | 136 | 9 | 1.3061
9 | 137 | 9 | 1.6571
9 | 138 | 9 | 1.1835
9 | 139 | 9 | 1.8185
9 | 140 | 9 | 1.4537
9 | 141 | 9 | 0.96943
9 | 142 | 9 | 1.5279
9 | 143 | 9 | 1.4271
9 | 144 | 9 | 1.3237
9 | 145 | 9 | 1.229
9 | 146 | 9 | 1.1473
9 | 147 | 9 | 1.5045
9 | 148 | 9 | 0.91677
9 | 149 | 9 | 1.328
9 | 150 | 9 | 1.1611
9 | 151 | 9 | 1.0259
9 | 152 | 9 | 1.7447
9 | 153 | 9 | 1.345
9 | 154 | 9 | 1.3222
9 | 155 | 9 | 1.2535
9 | 156 | 9 | 1.4318
9 | 157 | 9 | 1.28
9 | 158 | 9 | 1.3624
9 | 159 | 9 | 1.7179
9 | 160 | 9 | 2.0557
9 | 161 | 9 | 1.2313
9 | 162 | 9 | 1.4596
9 | 163 | 9 | 1.4778
9 | 164 | 9 | 1.7497
9 | 165 | 9 | 1.392
9 | 166 | 9 | 1.6289
9 | 167 | 9 | 1.4924
9 | 168 | 9 | 1.9932
9 | 169 | 9 | 1.9261
9 | 170 | 9 | 1.9377
9 | 171 | 9 | 2.5977
9 | 172 | 9 | 2.3886
9 | 173 | 9 | 1.9523
9 | 174 | 9 | 2.4768
9 | 175 | 9 | 2.9492
9 | 176 | 9 | 1.771
9 | 177 | 9 | 2.4222
9 | 178 | 9 | 1.921
9 | 179 | 9 | 2.0977
9 | 180 | 9 | 2.8305
9 | 181 | 9 | 1.9262
9 | 182 | 9 | 2.2913
9 | 183 | 9 | 1.5917
9 | 184 | 9 | 3.0266
9 | 185 | 9 | 1.4526
9 | 186 | 9 | 2.1934
9 | 187 | 9 | 2.9222
9 | 188 | 9 | 2.2757
9 | 189 | 9 | 2.794
9 | 190 | 9 | 3.2285
9 | 191 | 9 | 2.4752
9 | 192 | 9 | 2.0897
9 | 193 | 9 | 2.0229
9 | 194 | 9 | 1.6389
9 | 195 | 9 | 2.1665
9 | 196 | 9 | 2.5921
9 | 197 | 9 | 2.0547
9 | 198 | 9 | 2.5735
9 | 199 | 9 | 1.3547
9 | 200 | 9 | 2.8452
9 | 201 | 9 | 2.3373
9 | 202 | 9 | 2.6858
9 | 203 | 9 | 2.6414
9 | 204 | 9 | 2.4044
9 | 205 | 9 | 1.5721
9 | 206 | 9 | 2.4088
9 | 207 | 9 | 2.5886
9 | 208 | 9 | 1.2666
9 | 209 | 9 | 1.9973
9 | 210 | 9 | 2.9576
9 | 211 | 9 | 2.403
9 | 212 | 9 | 1.2942
9 | 213 | 9 | 1.4513
9 | 214 | 9 | 1.5071
9 | 215 | 9 | 1.1439
9 | 216 | 9 | 1.3729
9 | 217 | 9 | 1.3827
9 | 218 | 9 | 1.7555
9 | 219 | 9 | 1.832
9 | 220 | 9 | 1.4059
9 | 221 | 9 | 2.0208
9 | 222 | 9 | 0.98941
9 | 223 | 9 | 1.3405
9 | 224 | 9 | 1.4373
9 | 225 | 9 | 1.1805
9 | 226 | 9 | 1.3157
9 | 227 | 9 | 1.5664
9 | 228 | 9 | 1.7334
9 | 229 | 9 | 1.7114
9 | 230 | 9 | 1.4217
9 | 231 | 9 | 0.61361
9 | 232 | 9 | 1.3346
9 | 233 | 9 | 1.2091
9 | 234 | 9 | 0.98178
9 | 235 | 9 | 1.4652
9 | 236 | 9 | 0.97811
9 | 237 | 9 | 0.80964
9 | 238 | 9 | 0.85499
9 | 239 | 9 | 0.86224
9 | 240 | 9 | 1.3425
9 | 241 | 9 | 1.2828
9 | 242 | 9 | 0.65499
9 | 243 | 9 | 1.2536
9 | 244 | 9 | 0.9921
9 | 245 | 9 | 1.5234
9 | 246 | 9 | 1.3435
9 | 247 | 9 | 1.2541
9 | 248 | 9 | 1.1441
9 | 249 | 9 | 1.0988
9 | 250 | 9 | 1.3894
9 | 251 | 9 | 1.0876
9 | 252 | 9 | 1.3215
9 | 253 | 9 | 1.3527
9 | 254 | 9 | 1.2925
9 | 255 | 9 | 1.4339
9 | 256 | 9 | 1.9331
9 | 257 | 9 | 1.202
9 | 258 | 9 | 1.7764
9 | 259 | 9 | 1.246
9 | 260 | 9 | 1.3101
9 | 261 | 9 | 1.547
9 | 262 | 9 | 1.3282
9 | 263 | 9 | 1.4426
9 | 264 | 9 | 1.2402
9 | 265 | 9 | 1.5797
9 | 266 | 9 | 2.079
9 | 267 | 9 | 2.0431
9 | 268 | 9 | 2.3411
9 | 269 | 9 | 1.9509
9 | 270 | 9 | 1.3027
9 | 271 | 9 | 1.9498
9 | 272 | 9 | 1.8764
9 | 273 | 9 | 1.9103
9 | 274 | 9 | 1.8802
9 | 275 | 9 | 2.0831
9 | 276 | 9 | 2.4334
9 | 277 | 9 | 2.1524
9 | 278 | 9 | 1.0066
9 | 279 | 9 | 1.6543
9 | 280 | 9 | 1.448
9 | 281 | 9 | 1.9938
9 | 282 | 9 | 2.4791
9 | 283 | 9 | 3.239
9 | 284 | 9 | 2.3133
9 | 285 | 9 | 2.2097
9 | 286 | 9 | 2.3467
9 | 287 | 9 | 2.3146
9 | 288 | 9 | 2.2272
9 | 289 | 9 | 3.229
9 | 290 | 9 | 2.9482
9 | 291 | 9 | 2.9129
9 | 292 | 9 | 2.7522
9 | 293 | 9 | 3.2275
9 | 294 | 9 | 2.3005
9 | 295 | 9 | 3.1371
9 | 296 | 9 | 2.7027
9 | 297 | 9 | 3.1512
9 | 298 | 9 | 2.8051
9 | 299 | 9 | 3.3931
9 | 300 | 9 | 2.0742
9 | 301 | 9 | 3.3247
9 | 302 | 9 | 3.0504
9 | 303 | 9 | 3.1061
9 | 304 | 9 | 1.9804
9 | 305 | 9 | 2.2232
9 | 306 | 9 | 2.2309
9 | 307 | 9 | 2.9635
9 | 308 | 9 | 2.8212
9 | 309 | 9 | 2.2303
9 | 310 | 9 | 2.9109
9 | 311 | 9 | 2.5841
9 | 312 | 9 | 2.1837
9 | 313 | 9 | 2.0299
9 | 314 | 9 | 2.3098
9 | 315 | 9 | 1.7717
9 | 316 | 9 | 2.1955
9 | 317 | 9 | 1.9554
9 | 318 | 9 | 1.2565
9 | 319 | 9 | 1.7668
9 | 320 | 9 | 2.222
9 | 321 | 9 | 2.5809
9 | 322 | 9 | 1.9206
9 | 323 | 9 | 1.6683
9 | 324 | 9 | 2.105
9 | 325 | 9 | 1.7354
9 | 326 | 9 | 1.6403
9 | 327 | 9 | 1.7731
9 | 328 | 9 | 1.654
9 | 329 | 9 | 1.5637
9 | 330 | 9 | 1.5103
9 | 331 | 9 | 1.474
9 | 332 | 9 | 1.6815
9 | 333 | 9 | 2.2801
9 | 334 | 9 | 0.98103
9 | 335 | 9 | 1.445
9 | 336 | 9 | 1.3013
9 | 337 | 9 | 1.4774
9 | 338 | 9 | 1.6567
9 | 339 | 9 | 1.2385
9 | 340 | 9 | 1.9476
9 | 341 | 9 | 1.522
9 | 342 | 9 | 1.913
9 | 343 | 9 | 1.349
9 | 344 | 9 | 1.5977
9 | 345 | 9 | 1.5055
9 | 346 | 9 | 1.5931
9 | 347 | 9 | 1.4328
9 | 348 | 9 | 1.7872
9 | 349 | 9 | 1.8282
9 | 350 | 9 | 1.2766
9 | 351 | 9 | 1.7928
9 | 352 | 9 | 2.3011
9 | 353 | 9 | 1.7892
9 | 354 | 9 | 1.7779
9 | 355 | 9 | 2.2482
9 | 356 | 9 | 2.1383
9 | 357 | 9 | 2.2009
9 | 358 | 9 | 2.1295
9 | 359 | 9 | 1.5659
9 | 360 | 9 | 2.9431
9 | 361 | 9 | 2.3882
9 | 362 | 9 | 1.4932
9 | 363 | 9 | 2.5737
9 | 364 | 9 | 1.6781
9 | 365 | 9 | 2.6175
9 | 366 | 9 | 2.337
9 | 367 | 9 | 3.3976
9 | 368 | 9 | 2.8983
9 | 369 | 9 | 1.803
9 | 370 | 9 | 2.2624
9 | 371 | 9 | 3.0503
9 | 372 | 9 | 2.7319
9 | 373 | 9 | 3.0642
9 | 374 | 9 | 2.7574
9 | 375 | 9 | 3.0122
9 | 376 | 9 | 2.6574
9 | 377 | 9 | 2.5077
9 | 378 | 9 | 3.2771
9 | 379 | 9 | 3.1873
9 | 380 | 9 | 3.0755
9 | 381 | 9 | 2.4946
9 | 382 | 9 | 3.2326
9 | 383 | 9 | 3.3653
9 | 384 | 9 | 2.8388

## scalar_params
unit_convertion_gas_liquid | unit_convertion_electricity_gas | efficiency_electrolysis | efficiency_liquefaction | efficiency_gasification | max_electricity_loss_load_percentage | max_gas_loss_load_percentage | operational_cost_gas_storage | operational_cost_liquid_storage
1 | 0.05 | 0.7 | 1 | 0.75 | 0.00035 | 0.00035 | 10 | 0.2